## Alltemp-DiversiTech-hilmor-Fres
PART # | DESCRIPTION | DESCRIPTION 2 | LIST | UOM | **See Sheet 2 for Rotom
02-07500R | 1/2" COUPLING |  | 9.95 | Each
02-07501R | 3/4" COUPLING |  | 12.1 | Each
02-07502R | 3/4"X1/2" COUPLING |  | 11.3 | Each
02-07503R | 1/2"X1/2" FNPT |  | 7.65 | Each
02-07504R | 3/4"X3/4" FNPT |  | 11.3 | Each
02-07505R | 1/2"X1/2" MNPT |  | 9.25 | Each
02-07506R | 3/4"X3/4" MNPT |  | 12.9 | Each
02-07507R | 1/2"X3/4" FNPT |  | 12.1 | Each
02-07509R | 1/2" ELBOW |  | 12.9 | Each
02-07510R | 3/4" ELBOW |  | 18.05 | Each
02-07515R | 1/2" TEE |  | 17.65 | Each
02-07516R | 3/4" TEE |  | 24.15 | Each
02-07520R | 1/2" END STOP |  | 6.05 | Each
02-07524R | 1/2" DISCONNECT CLIP |  | 0.65 | Each
02-07525R | 1/2" DISCONNECT TONGS | 1/PK | 112 | Each
02-07526R | 3/4" DISCONNECT CLIP |  | 0.75 | Each
02-07527R | 3/4" DISCONNECT TONGS | 1/PK | 112 | Each
02-07528R | 1/2" SLIP COUPLING |  | 17.65 | Each
02-07529R | 3/4" SLIP COUPLING |  | 23.75 | Each
02-07530L | 1/2" BALL VALVE |  | 22.15 | Each
02-07530R | 1/2" COUPLING |  | 8.5 | Each
02-07531L | 3/4" QUICK CONNECT BALL | VALVE NO | 33.75 | Each
02-07532R | 1" QUICK CONNECT | COUPLING | 20.1 | Each
02-07533R | 1" X 3/4" QUICK | CONNECT REDUCING ELBOW | 20.1 | Each
02-07534R | 1" X 1" FPT TO QUICK | CONNECT STRAIGHT CONNECT | 18.9 | Each
02-07537R | 1" QUICK CONNECT | ELBOW | 27.3 | Each
02-07538R | 1" QUICK CONNECT TEE |  | 39.35 | Each
02-07539R | 1" X 1" X 3/4" QUICK | CONNECT REDUCING TEE | 35.75 | Each
02-07540R | 1" QUICK CONNECT END | STOP | 14.1 | Each
02-07541R | 1" DISCONNECT CLIP |  | 0.85 | Each
02-07542R | 1" DISCONNECT TONGS |  | 112 | Each
02-07544L | 1" QUICK CONNECT BALL | VALVE NO DRAIN | 55 | Each
02-07547L | 18"-1/2" QCK.X 1/2" N. | WATER CONNECT LINE | 23.25 | Each
02-07548L | 18"-3/4" QCK.X 3/4" N. | WATER CONNECT LINE | 30.95 | Each
02-07549L | 12"-1/2" STRGHT MINI VAL | X 1/2" FPT H2O CONNECT | 32.15 | Each
02-07550L | 18"-1/2" STRGHT MINI VAL | X 1/2" FPT H2O CONNECT | 35.75 | Each
02-07551L | 12"-1/2" ANGL MINI VALVE | X 1/2" FPT H2O CONNECT | 34.55 | Each
02-07552L | 18"-1/2" ANGL MINI VALVE | X 1/2" FPT H2O CONNECT | 36.55 | Each
02-07553L | 12"-1/2" STRGHT MINI VAL | X 7/8" FPT H2O CONNECT | 30.95 | Each
02-07554L | 12"-1/2" ANGL MINI VALVE | X 7/8" FPT H2O CONNECT | 32.15 | Each
02-07555L | 18"-1/2" QUICK X 3/4" | FPT WATER CONNECT | 18.9 | Each
02-07556L | 18"-3/4" QUICK X 3/4" | FPT WATER CONNECT | 22.1 | Each
02-07557L | 1/2" QUICK CONNECT FULL | PORT BALL VALVE W/ DRAIN | 39.8 | Each
02-07558R | 1/2" QUICK PLASTIC | INSERT 3/PK | 1.6 | 3pk
02-07559R | 3/4" QUICK PLASTIC | INSERT 3/PK | 1.95 | 3pk
02-07560R | 1" QUICK PLASTIC | INSERT 3/PK | 2.85 | 3pk
02-07561R | 1/2" QUICK X3/8" COMP | HAMMER ANGLE WITH VALVE | 45.35 | Each
02-07562R | 1/2"QUICK X3/8" COMP | HAMMER STRAIGHT W/VALVE | 45.35 | Each
02-07563R | 1/2" QUICK CONNECT AA | WATER HAMMER | 28.1 | Each
02-07568L | 24" 1/2" QUICK CONN. X | 3/4 FPT WATER CONNECT | 20.9 | Each
02-07569L | 24" 3/4" QUICK CONN. X | 3/4 FPT WATER CONNECT | 25.3 | Each
02-07574L | 1/2" 1/4 TURN | SEDIMENT VALVE | 18.5 | Each
02-07577R | 1/2" AA WATER HAMMER | QUICK CONNECT | 45.85 | Each
02-07579R | 1/2" X3/8" COMP QUICK | CONNECT STRAIGHT COUPLIN | 14.1 | Each
02-07582R | 1/2" X 1/2" X 1/4" COMP | TEE FITTING C/W SHUT OFF | 15.25 | Each
02-10206-110R | 3/8" HOSE NUT |  | 5.35 | Each
02-13445-134 | 134A 1/2"ACME QC X 1/4MF |  | 45.05 | Each
02-13493 | R134 ACME CAP & RETAINER | STRAP 2/PK | 14.7 | 2pk
02-31727-101 | BULKHEAD ACCESS | 3/16 X 1/4 | 16.4 | Each
02-A31012 | 1/4" OD Copper Tube Ext. | 1/8" & 3/16" Bush Access | 36.9 | Each
02-AF13450 | 1/8"NPTF TO 1/2"ACME |  | 22.6 | Each
02-AF13451 | 1/2" Acme Thread x | 1/4" NPTF Half Union | 26.95 | Each
02-AF13457 | 3/8" FE.SAE TO 1/2" ACME |  | 48.3 | Each
02-AVK-001 | Access Valve Storage Kit | in Storage Case | 226.5 | Each
02-B1-4 | 1/4" COPPER FLAIR BONNET | 25/PK | 3 | 25pk
02-B1-6 | 3/8" COPPER FLAIR BONNET | 5/PK | 3.9 | 5pk
02-B2-4 | 1/4" COPPER FLAIR | BONNET 25/PK | 1 | 25pk
02-B2-6 | 3/8" COPPER FLAIR BONNET | 25/PK | 1.6 | 25pk
02-C1-4 | 1/4" 4 WAY BRASS FITTING | 2/PK | 35.7 | 2pk
02-C31002 | 1/8" OD TUBE EXT. | 5/PK | 25.9 | 5pk
02-C31002-B | 1/8" TUBE EXT. | BULK ASSEMBLED | 5.2 | Each
02-C31003 | 3/16" OD TUBE EXT. 5/PK |  | 41.5 | 5pk
02-C31003-B | 3/16" TUBE EXT. | BULK ASSEMBLED | 8.3 | Each
02-C31004 | 1/4" OD TUBE EXT. | 5/PK | 28.2 | 5pk
02-C31004-B | 1/4" OD TUBE EXT. | BULK ASSEMBLED | 5.65 | Each
02-C31005 | 5/16" OD TUBE EXT. | 5/PK | 41.65 | 5pk
02-C31005-B | 1/16" OD TUBE EXT. | BULK ASSEMBLED | 8.35 | Each
02-C31006 | 3/8" OD TUBE EXT. | 5/PK | 30.9 | 5pk
02-C31006-B | 3/8" OD TUBE EXT. | BULK ASSEMBLED | 6.2 | Each
02-C31008 | 1/2" OD TUBE EXT. | 3/PK | 57.05 | 3pk
02-C31009 | 1/8" OD TUBE EXT. | 3/PK BODY STEP | 28.2 | 3pk
02-C31011 | 3/16" OD TUBE EXT. 5/PK | BODY STEP | 43.8 | 5pk
02-C31134 | 1/4" OD COPPER SLIP FIT | 3/PK | 33.4 | 3pk
02-C31134-B | 1/4" OD COPPER SLIP FIT | BULK ASSEMBLED TEE | 11.15 | Each
02-C31135 | 5/16" OD COPPER SLIP FIT | TEE 3/PK | 43.4 | 3pk
02-C31135-B | 5/16" OD COPPER SLIP FIT | BULK ASSEMBLEDTEE | 14.5 | Each
02-C31136 | 3/8 OD TEE 3/PK |  | 33.85 | 3pk
02-C31136-B | 3/8" OD COPPER SLIP FIT | BULK ASSEMBLEDTEE | 10.4 | Each
02-C31138 | CTS-8 1/2" ODS TEE 3/PK |  | 42.05 | 3pk
02-C31140 | CTS1-10 5/8 ODS TEE |  | 18.55 | Each
02-C31142 | CTS1-12 3/4" ODS TEE |  | 20.55 | Each
02-C31144 | CTS1-14 7/8" ODS TEE |  | 25.9 | Each
02-C31148 | CTS1-18 1 1/8" ODS TEE |  | 43.05 | Each
02-C31155-B | 1/4" COPPER TUBE TEE | BULK | 22.2 | Each
02-C31156 | 5/16" COPPER TUBE TEE 2P |  | 36.1 | Each
02-C31160 | CTS3-10 5/8" ODS TEE 1/P |  | 65.9 | Each
02-C31162 | CTS3-12 3/4" ODS TEE 1/P |  | 67.25 | Each
02-C31164 | CTS3-14 7/8" ODS TEE 1/P |  | 70.8 | Each
02-C31168 | CTS3-18 11/8" ODS TEE 1P |  | 87.2 | Each
02-C31199 | 1/4"ODF X 1/4" ODS 2/PK |  | 52.6 | 2pk
02-C31200 | 3/8"ODF X 3/8" ODS 2/PK |  | 40.95 | 2pk
02-C31234 | 1/4" ODS X 3/8 ODF 3/PK |  | 71.8 | 3pk
02-C31235 | 5/16" ODS X 3/8 ODF 3/PK |  | 80.9 | 3pk
02-C31236 | 3/8" ODS X 1/2 ODF 3/PK |  | 54.75 | 3pk
02-C31238 | 1/2" FORGE BRASS TEE | 3/PK | 108.45 | 3pk
02-C31335 | 5/16" OD SWAGED 3/PK |  | 50.6 | 3pk
02-C31336 | 3/8" OD SWAGED 3/PK |  | 50.9 | 3pk
02-C31336-B | 3/8" OD SWAGED COPPER | BRAZE TEE ACCESS | 18.05 | Each
02-C31338-B | 1/2" OD SWAGED COPPER | BRAZE TEE ACCESS | 18.9 | Each
02-C31340 | 5/8" OD SWAGED 1/PK |  | 26.4 | Each
02-C31342 | 3/4" OD SWAGED 1/PK |  | 37.1 | Each
02-C31344 | 7/8" OD SWAGED 1/PK |  | 32.6 | Each
02-C31348 | 1 1/8" OD SWAGED 1/PK |  | 44 | Each
02-C31444 | 1/4" TEE/NUT 3/PK |  | 79.7 | 3pk
02-C31452 | 1/8" BRANCH 3/PK |  | 68 | 3pk
02-C31452-B | BULK ASSEMBLED |  | 22.7 | Each
02-C31454 | 1/4" BRANCH 3/PK |  | 56.75 | 3pk
02-C31482 | 1/8" HALF UNION 5/PK |  | 18 | 5pk
02-C31482-B | BULK ASSEMBLED |  | 3.6 | Each
02-C31484 | 1/4" HALF UNION/NUT | 5/PK | 22.95 | 5pk
02-C31484-B | BULK ASSEMBLED |  | 4.6 | Each
02-C31492 | 1/8" ELL FITTING 3/PK |  | 31.7 | 3pk
02-C31492-B | BULK ASSEMBLED |  | 10.6 | Each
02-C31494 | ELBOW 1/4" SAE 3/PK |  | 53.05 | 3pk
02-C31512 | 1/8" BRANCH 3/PK |  | 45.1 | 3pk
02-C31512-B | BULK ASSEMBLED |  | 15.05 | Each
02-C31514 | AT3-4B 1/4" MPT TEE 3/P |  | 39.9 | Each
02-C31520 | CROSS WITH DEPRESSOR 1/P |  | 81.85 | Each
02-C31522 | CC1-4A 1/8 MPT CROSS 1/P |  | 61.6 | Each
02-C31522-B | BULK ASSEMBLED |  | 61.6 | Each
02-C31544 | 1/4" OD SOLDER TEE 3/PK |  | 70.8 | 3pk
02-C31614 | 1/4" ADAPTER 5/PK |  | 63.55 | 5pk
02-C31614-B | BULK ASSEMBLED |  | 12.05 | Each
02-C31656 | 1/4" SAE MALE x | 5/16" SAE FEMALE ADAPTER | 24.75 | Each
02-C31665 | 5/16" SAE MALE x | 1/4" SAE FEMALE ADAPTER | 30.05 | Each
02-C31720 | 3 WAY OD FITTING 5/PK |  | 19.15 | 5pk
02-C31720-B | BULK ASSEMBLED |  | 3.85 | Each
02-C31722 | 1/8" OD FITTING 5/PK |  | 20.25 | 5pk
02-C31722-B | BULK ASSEMBLED |  | 4.05 | Each
02-C31723 | 3/16" OD FITTING 5/PK |  | 30.9 | 5pk
02-C31723-B | BULK ASSEMBLED |  | 6.2 | Each
02-C31724 | 1/4" OD FITTING 5/PK |  | 21.55 | 5pk
02-C31724-B | BULK ASSEMBLED |  | 4.35 | Each
02-C31725 | CUS-58 5/16 ODS 5/PK |  | 27.25 | 5pk
02-C31725-B | BULK ASSEMBLED |  | 5.45 | Each
02-C31727 | BULKHEAD ACCESS 1/PK |  | 43.95 | Each
02-C31728 | 1/2" ODS SOLDER 3/PK |  | 53.9 | 3pk
02-C31729 | 9 WAY FITTING 3/PK |  | 2448.4 | 3pk
02-C31729-B | BULK ASSEMBLED |  | 815.1 | Each
02-C31734 | 1/4" SWIVEL 5/PK |  | 95.75 | 5pk
02-C31734-B | BULK ASSEMBLED |  | 19.15 | Each
02-C31736 | 3/16,1/4,5/16 STEP DOWN |  | 24.25 | Each
02-C31851 | 1/4" TEE BRANCH 3/PK |  | 47.05 | 3pk
02-C31851-B | BULK ASSEMBLED |  | 15.7 | Each
02-C31852 | 1/4"TEE BRANCH 3/PK |  | 44.85 | 3pk
02-C31852-B | 1/4"BULK ASSEMBLED |  | 14.95 | Each
02-C31853 | 3/8" SAE TEE 1/PK |  | 49.5 | Each
02-C31854 | 1/4" BRANCH TEE 3/PK |  | 43.75 | 3pk
02-C31854-B | 14" BULK ASSEMBLED |  | 14.6 | Each
02-C31856 | 3/8" SAE TEE 1/PK |  | 112.05 | Each
02-C31864 | 1/4" RUN TEE 3/PK |  | 59.8 | 3pk
02-C31864-B | 1/4"BULK ASSEMBLED |  | 19.95 | Each
02-C31985-B | 1/4" SAE QUICK SEAL | GASKET CAPS (MIN 100) | 363 | Each
02-C31997 | 1/4" CORE REMOVER GASKET | CAP 10/PK | 59.15 | 10pk
02-C31998 | CORE REMOVER 5/PK |  | 8.55 | 5pk
02-C31999 | 1/4" REPLCMNT VLV CORE | 5/PK | 6.4 | 5pk
02-C31999-B | A5344 CORE BULK |  | 0.75 | Each
02-C32004 | 1/4" CORE TOOL 1/PK |  | 24.95 | Each
02-C32008 | VALVE CORE TORQUE TOOL |  | 64.95 | Each
02-C32008-BX | VALVE CORE TORQUE TOOL | 12/BOX | 812.25 | 12CA
02-C32500 | EVACUATION AND | CORE REMOVER TOOL | 183.4 | Each
02-C32501N | REPLACEMENT BIT FOR | C32500N | 86.4 | Each
02-C32504 | REPLACEMENT | CORE REMOVER BIT | 28.7 | Each
02-C32525 | 1/4" VALVE CORE REMOVER | WITH ACCESS PORT | 196.9 | Each
02-C32530N | EVACUATION & CORE | REMOVAL TOOL | 206.8 | Each
02-C32535N | 5/16" CORE REMOVAL TOOL |  | 252.2 | Each
02-C32603 | 1/2 " SHORT FORGED | REFRIGERATOR. NUT | 28.1 | Each
02-C32604 | 5/8 " SHORT FORGED | REFRIGERATOR. NUT | 42.25 | Each
02-C32701 | 3/8 X 3/8 SWIVEL FLARE | 4/PK | 75.15 | 4pk
02-C32704 | 34X34 SWIVEL F/FLARE | X SOLDER ADAPTER 2/PK | 70.15 | Each
02-C32908 | 1/2" SADDLE VALVE 3/PK |  | 22.55 | 3pk
02-C33000 | 1/4" ACCESS VALVE 1/PK |  | 146.6 | Each
02-C33112N | 1/4"QC× /4"SAE SHUT | -0 REFRIG.COUPLER 1/PK | 91.1 | Each
02-C33112RK | Replacement Kit 33112 |  | 36.05 | Each
02-C33113 | 1/4" QC×1/4" SAE SHUTOFF | REFRIGERANT COUPLER 90De | 95.65 | Each
02-C33115RK | SECURE SEAL REBUILD KIT |  | 48.25 | Each
02-CC8412 | 1/2" OD SWAGED 2/PK | COPPER BRAZE TEE ACCESS | 19.05 | 2pk
02-CC8434 | 3/4" OD SWAGED 2/PK | COPPER BRAZE TEE ACCESS | 22.85 | 2pk
02-CC8438 | 3/8" OD SWAGED 2/PK | COPPER BRAZE TEE ACCESS | 18.25 | 2pk
02-CC8458 | 5/8" OD SWAGED 2/PK | COPPER BRAZE TEE ACCESS | 22.85 | 2pk
02-CD1414 | 1/4" X 1/4" M FLR | VALVE & FLR CAP INC. 1EA | 6.5 | Each
02-CD1440 | FITTING |  | 13.2 | Each
02-CD1454 | 1/4" X 1/4" ACCESS W/ | VALVE CORE | 11.45 | Each
02-CD1808 | OIL TAP |  | 25.75 | Each
02-CD1818 | 1/4"M FLARE ACCESS x 1/8 | VALVE & FLR CAP INC 6/PK | 5.8 | 6pk
02-CD2005 | 1/4" X 1/4" FE SWIVEL |  | 18.85 | Each
02-CD2014 | 1/4"FE.SAE X 1/4"MPT |  | 23.05 | Each
02-CD2018 | 1/4"FE.SAE X 1/8"MPT |  | 23.05 | Each
02-CD2035 | "SURE SEAL"RETAIN COUPLE |  | 47.4 | Each
02-CD2050 | CORE DEPRESSOR |  | 31.95 | Each
02-CD2070 | HOSE GAS RETAINER |  | 45.75 | Each
02-CD2090 | 1/4" F-FLR RTNR X 1/4 ML | 90 DEG, 1/PK | 61.05 | Each
02-CD2094 | 1/4" FEMALE FLARE |  | 61.05 | Each
02-CD2098 | 1/4" F-FLR RETANR X1/8"F | 1/PK | 61.05 | Each
02-CD2120 | B SERIES 1/2" LINE TAP | VALVE 2/PK | 20.05 | 2pk
02-CD2140 | SELF PIERCE LINE TAP 1/4 | W/BRASS CAP&VALVE CORE | 20.05 | Each
02-CD2160 | SELF PIERCE LINE TAP | 5/16" W/BRASS CAP & CORE | 20.05 | Each
02-CD2235-B | CAP BRASS 1/4" FLARE | 25/PK | 42.45 | 25pk
02-CD2250 | 1/4" FLARE CAP W O-RING | CORE WRENCH TOP | 11.75 | Each
02-CD2380 | SELF PIERCE LINE TAP | 3/8" W/BRASS CAP & CORE | 20.05 | Each
02-CD2540 | 36" CAP TUBE W/ D/FL CON |  | 23 | Each
02-CD2541 | 36" CAPTUBE W/ DEPRESSOR |  | 25.4 | Each
02-CD2542 | 36"CAPTUBE W/2 DEPRESSOR |  | 26.8 | Each
02-CD2594 | 1/4"X1" TUBE /DOUBLE FL. |  | 12.15 | 2pk
02-CD2595 | ADAPTOR 2/PK |  | 13.25 | 2pk
02-CD2597 | 1/4" MF ACC. VALVE | 2/PK | 19.75 | 2pk
02-CD2613 | TEE 1/4" FE. SAE X 1/4" | BRANCH | 18.05 | Each
02-CD2812 | 1/2" LINE SADDLE VALVE | BRASS TO COPPER 4/PK | 61.6 | 4pk
02-CD2814 | 1/4" LINE SADDLE VALVE | BRASS TO COPPER 6/PK | 65.9 | 6pk
02-CD2838 | 3/8" LINE SADDLE VALVE | BRASS TO COPPER 6/PK | 65.9 | 6pk
02-CD3034 | SADDLE VALVE 2/PK |  | 22.05 | 2pk
02-CD3036 | SADDLE VALVE 6/PK |  | 53.3 | 6pk
02-CD3090 | TUBE PIERCING ATTACHMENT |  | 58.75 | Each
02-CD3092 | SADDLE VALVE |  | 39 | Each
02-CD3094 | SADDLE VALVE |  | 53.3 | Each
02-CD3095 | SADDLE VALVE 3/PK |  | 33 | 3pk
02-CD3098 | SADDLE VALVE |  | 53.3 | Each
02-CD3358 | 1/2'ODS SOLDER 4/PK |  | 17.7 | 4pk
02-CD3535 | HUB 1 5/8" FOR BLOWER | WHEEL PULLER | 66.25 | Each
02-CD3600 | PREMIUM LINE VALVE 6/PK |  | 32.55 | 6pk
02-CD3604-B | PREMIUM LINE VALVE 1/4" |  | 6.8 | Each
02-CD3813 | CORE REMOVER/CONTAINER |  | 15.65 | Each
02-CD3910 | CORE TOOL |  | 132.15 | Each
02-CD3915 | EASY OUT |  | 37.5 | Each
02-CD3916 | THREAD CHASER |  | 37.5 | Each
02-CD3917 | EASY OUT & THREAD CHASER |  | 70.5 | Each
02-CD3920 | CORE REMOVAL TOOL |  | 147.25 | Each
02-CD3930 | CORE REMOVAL TOOL |  | 164.35 | Each
02-CD3970 | SUPERHEAT TEMP TOOL |  | 273.85 | Each
02-CD3975 | THERMOMETER |  | 179.8 | Each
02-CD4040 | 1/4"F.FLARE X 1/4"M. | FLARE | 69.5 | Each
02-CD4315/2 | GASKET FOR CD4311 |  | 9.3 | Each
02-CD5014 | 1/4" FL ADPTR C/W | DEPRESSOR | 11.25 | Each
02-CD5016 | STR R134A 16MMX1/4 F.FLR | HI SIDE ADAP HI SIDE STM | 24.1 | Each
02-CD5036 | AUTO ADAPTER-1/4MF-3/16F |  | 14.8 | Each
02-CD5050 | THUMB SCREW VALVE |  | 17.8 | Each
02-CD5501 | TEFLON SEALS 25/PK |  | 19.85 | 25pk
02-CD5512 | 1/2" SADDLE SELF PIERCE | 5/PK | 54.75 | 5pk
02-CD5514 | 1/4" SADDLE SELF PIERCE | 5/PK | 49.8 | 5pk
02-CD5516 | 5/16" SADDLE SELF PIERCE | 5/PK | 46.55 | 5pk
02-CD5534 | 3/4" SADDLE SELF PIERCE | 5 PK | 77.3 | Each
02-CD5538 | 3/8" SADDLE SELF PIERCE | 5/PK | 50.8 | 5pk
02-CD5555 | "O"RING KIT CD3900 |  | 2.9 | Each
02-CD5560 | SHUT OFF STEM CD3900 |  | 23.8 | Each
02-CD5577 | EXTRACTOR STEM |  | 20.05 | Each
02-CD8416 | COPPER TEE-2/PK |  | 13 | 2pk
02-CD9616-Z | 1/4"M FLARE ACCESS X 1/8 | MPT 1/4 M FLARE | 13.75 | Each
02-CD9640 | 1/4" M FLARE U SHAPE | 1/PK | 21.35 | Each
02-CD9644 | ACCESS FITTING |  | 23.8 | Each
02-CM-CRTOOL | VALVE CORE REMOVAL | TOOL | 1267.3 | Each
02-CM-SNAP | HI FLOW SNAPMATE |  | 601.7 | Each
02-CM-TRQ | Core Max Torque Wrench |  | 1212.3 | Each
02-CM-VC003 | CAREMAX HIGH FLOW VALVE | W/CAPS (3 PK) | 44.6 | Each
02-CM-VC010 | Core Max Valve w/ Cap | 10/PK | 138 | Each
02-CM-VC025 | Core Max Valve w/ Cap | 25/PK | 341.55 | Each
02-CQC-E3 | 3/16" QC X 1/4 SAE ELBOW |  | 51.5 | Each
02-CQC-E5 | 5/16" QC X 1/4 STRAIGHT | ELBOW | 31.7 | Each
02-CQC-E64 | 3/8" QC X 1/4 SAE ELBOW |  | 60.25 | Each
02-CQC-S3 | 3/16" QC X 1/4 SAE |  | 50 | Each
02-CQC-S4 | 1/4" QC X 1/4 SAE |  | 31.95 | Each
02-CQC-S4B | 1/4" QC X 1/4 FPT |  | 33.6 | Each
02-CQC-S5 | 1/4" SAE X 5/16" FEMALE | ADAPTER | 25.2 | Each
02-CQC-S46 | 1/4" QC X 3/8 SAE |  | 30.55 | Each
02-CQC-S65 | 3/8" QC X 5/16 SAE | STRAIGHT QUICK COUPLER | 49.4 | Each
02-CV-20004 | SWIVEL CYLINDER VALVE |  | 87.1 | Each
02-CV-20006 | SWIVAL CYLINDER VALVE | 3/4" NPS X 3/8" MALE FLA | 117.5 | Each
02-E1-4C | VAC PUMP EXHAUST FITTING | PRICED PER PIECE | 13.65 | Each
02-E2-2 | 1/8" 90Deg ELBOW FITTING | MALE/MALE - 5/PK | 21.35 | 5pk
02-E2-4 | 1/4 " FLARE ELBOW | 5/PK | 10.15 | 5pk
02-E4-44 | 1/4"x1/4 F/M 90Deg ELBOW | 5/PK | 20 | 5pk
02-E4-66 | 3/8"x3/8 F/M 90Deg ELBOW | 2/PK | 30.85 | 2pk
02-ES4-44 | 1/4" X 1/4 F/M FLARE ELB | 2/PK | 29.6 | 2pk
02-ES4-66 | 3/8" X 3/8 F/M FLARE | ELBOW - 2/PK | 48.95 | 2pk
02-FU-6C-210 | 3/8 X 3/8 FLARE X MALE | PIPE PLUG 2/PK | 33.45 | 2pk
02-K1-5 | REFRIG. DRUM ADAPTOR |  | 47.95 | Each
02-K1-E | GASKET DRUM ADAPTOR | 10/PK | 21.05 | 10pk
02-N4-4 | 1/4" LONG FORGED REFRIG. | NUT 10/PK | 6.9 | 10pk
02-N5-4 | 1/4"FLARE CAP | 25/PK | 2.55 | 25pk
02-N5-6 | 3/8" FLARE CAP | 25/PK | 3.95 | 25pk
02-N5-8 | 1/2 FLARE CAP | 10/PK | 5.5 | 10pk
02-NFT5-4 | 1/4" QUICK SEAL CAP | 10/PK | 16 | 10pk
02-NFT5-4-B | 1/4" FLARE CAP | BULK | 1.6 | Each
02-NFT5-5 | 5/16" O-Ring Seal Cap | 5/PK | 18.2 | 5pk
02-NFT5-6 | 3/8" QUICK SEAL CAP 3/PK |  | 14.85 | 3pk
02-NFT5-6# | 3/8" QUICK SEAL CAP BULK |  | 4.95 | Each
02-NFT5-8 | 1/2" QUICK SEAL CAP 3/PK |  | 16.75 | 3pk
02-NS4-4 | 1/4" SHORT FORGED REFRIG | NUT 25/PK | 2.2 | 25pk
02-NS4-4-CS | 1/4" SHORT FORGED REFRIG | NUT 1000/PK | 2045.7 | M/pk
02-NS4-8 | 1/2" SAE45 D BRASS FLARE | NUT25/PK | 0.2 | 25pk
02-P509 | 1/4' CHGING LINE GKST 6/ |  | 4.05 | Each
02-P510 | R134 CHRG LINE GASKET | 6/pk | 12.8 | 6pk
02-P511 | CHARGE LINE GKST | 5/PK | 11.85 | 5pk
02-P90009 | "O"RNG 3/16"-1/4"CPL | 10/PK | 8.65 | 10pk
02-P90012 | "O" RING SEAL 3/8" 10/PK |  | 8.65 | 10pk
02-P90016 | "O" RING GASKET 3/8" | 10/PK | 13.45 | 10pk
02-P90020 | 1/2" ACME HOSE "O"RING |  | 20.4 | Each
02-P90021 | "O"RING-33112,33113 5/PK |  | 13.5 | 5pk
02-P90513 | DEPRESSOR 5/PK |  | 5.3 | 5pk
02-P90514 | DEPRESSOR |  | 15.75 | Each
02-QCS4A-134 | 1/4"QC X 1/2" MALE ACME |  | 17.95 | Each
02-QC-S45-45 | QC Angled Adapter 45Deg | 1/16"fem x 1/4"SAEmale | 36.85 | Each
02-SHLD-MULTI | LOCKING CAP MULTI TOOL |  | 100 | EA
02-SHLD-U12 | SHIELD UNIVERSAL LOCKING | CAP 12/PK | 196 | 12pk
02-T2-3 | 3/8'FLARE TEE 5/PK |  | 18.75 | 5pk
02-T2-4 | 1/4" FLARE TEE 10/PK |  | 13.2 | 10pk
02-T6-4 | 1/4" M/M/F TEE FLARE | 2/PK | 26 | 2pk
02-U1-4A | 1/4" X 1/8 MALE PIPE | ADAPTER 25/PK | 3.3 | 25pk
02-U1-4D | 1/4 X 1/2 PIPE | ADAPTER 10/PK | 12 | 10pk
02-U1-6D | 3/8" FLARE X 1/2" MALE | PIPE ADAPTER 10/PK | 15.5 | 10pk
02-U2-2 | 1/8"FLARE UNION 5/PK |  | 9.85 | 5pk
02-U2-4 | 1/4"FLARE UNION 25/PK |  | 4.7 | 25pk
02-U2-6 | 3/8" FLARE UNION 25/PK |  | 8.6 | 25pk
02-U2-8 | 1/2" FLARE UNION 10/PK |  | 12.05 | 10pk
02-U3-2A | 1/8" X 1/8 F/FLARE PIPE | ADAPTOR 5/PK | 12 | 5pk
02-U3-4A | 1/4" X 1/8 F/FLARE PIPE | ADAPTOR 10/PK | 5.1 | 10pk
02-U3-5B | 5/16" X 1/4 F/FLARE PIP | ADAPTOR 5/PK | 11.2 | 5pk
02-U6-4B | FEMALE FLARE x FEMALE | PIPE ADAPTER 2/PK | 31.55 | Each
02-UR2-64 | 3/8" X 1/4" REDUCING | UNION 10/PK | 8.7 | 10pk
02-UR3-46 | 1/4" X 3/8" FEMALE FLARE | X FLARE ADAPTER | 9.45 | 10pk
02-UR3-84 | FLARE X FEMALE 1/2 X 1/4 |  | 28 | 10pk
02-UR3-108 | FLARE X FEMALE 5/8 X 1/2 | 5/Pk | 38.75 | Each
02-UR3-1012 | 5/8 FEMALE FLARE X 3/4 | FLARE ADAPTER W/ GASKET | 49.3 | 2pk
02-US3-44 | 1/4"X 1/4 FLARE SOLDER | ADAPTOR 10/PK | 5.35 | 10pk
02-US3-64 | 3/8 x 1/4 FLARE SOLDER | ADAPTOR | 12.05 | Each
02-US3-66 | 3/8 x 3/8 FLARE SOLDER | ADAPTOR | 7 | Each
02-US3-88 | 1/2" x 1/2" FLARE | ADAPTOR | 10.9 | Each
02-US4-4 | 1/4" SWIVEL F/FLARE | ADAPTOR 10/PK | 13.2 | 10pk
02-US4-6 | 5/16" SWIVEL F/FLARE | ADAPTOR 10/PK | 14.45 | 10pk
02-US4-8 | SWIVEL FEMALE FLARE | CONNECTOR, 1/2 | 19.85 | 10pk
02-US5-44 | SWIVEL ADAPTER 1/4 FE | FLARE 5/PK | 19.25 | Each
02-US5-66 | SWIVEL ADAPTER 3/8 FE | FLARE 5/PK | 20.4 | Each
02-US5-88 | SWIVEL ADAPTER 1/2 FE | FLARE 5/PK | 22.25 | Each
02-US5-1010 | SWIVEL ADAPTER 5/8 FE | FLARE 5/PK | 27.95 | Each
02-US5-1212 | SWIVEL ADAPTER 3/4 FE | FLARE 2/PK | 42 | 2pk
03-CCL-60 | 1/4" STANDARD 60" HOSE S |  | 143 | Each
03-CCL-72 | 1/4"x72" CHARGING HOSE | SET - RED, YELLOW, BLUE | 141.9 | Each
03-CCLBV4-36 | KORBRA CLBV HOSE BLUE | RED YELLOW W/ 3/8" BLACK | 447 | Each
03-CCLBV-36 | 1/4" ENVIRO 36" HOSE SET | OF 3 C/W BALL VALVES | 398.9 | Each
03-CCLBV-48 | 1/4" ENVIRO 48" HOSE SET | OF 3 C/W BALL VALVES | 301.2 | Each
03-CCLBV-60 | 1/4" ENVIRO 60" HOSE SET | OF 3 C/W BALL VALVES | 321.35 | Each
03-CCLBV-72 | 1/4" ENVIRO 72" HOSE SET | OF 3 C/W BALL VALVES | 487.35 | Each
03-CCLE-36 | ENVIRO SET W/O VALVE |  | 140 | Each
03-CCLE-48 | 4' ENVIRO SET W/O VALVE |  | 155.9 | Each
03-CCLE-60 | 5' ENVIRO SET W/O VALVE |  | 178.95 | Each
03-CCLE-72 | 6' ENVIRO SET W/O VALVE |  | 190.55 | Each
03-CCLRF-18 | 18" REFFLEX HOSE SET, | 3/PK | 301.15 | Each
03-CCLS4-60 | 60" ANTI BLOW LINE SET | W/ CHARGING HOSE 4/PK | 365.6 | Each
03-CCLS-36 | 36" ANTI BLOW LINE SET |  | 195.35 | Each
03-CCLS-48 | 48" ANTI BLOW LINE SET |  | 219.1 | Each
03-CCLS-60 | 60" ANTI BLOW LINE SET |  | 237.4 | Each
03-CCLS-72 | 72" ANTI BLOW LINE SET |  | 255.65 | Each
03-CCLV-6 | 1/4" ENVIRO 6" WHIP HOSE | END SET OF 3 C/W B VALVE | 186.55 | Each
03-CCLV-36 | ENVIRO HOSE SET C/W | VALVE | 325.95 | Each
03-CCLV-48 | ENVIRO HOSE SET C/W | VALVE | 354.3 | Each
03-CCLV-60 | ENVIRO HOSE SET C/W | VALVE | 382.65 | Each
03-CCLV-72 | ENVIRO HOSE SET C/W | VALVE | 411.05 | Each
03-CL2HD-36 | 1/2" HD 36" BLACK HOSE |  | 242.15 | Each
03-CL2HD-48 | 1/2" HD 48" BLACK HOSE |  | 273.9 | Each
03-CL2HD-60 | 1/2" HD 60" BLACK HOSE |  | 306.9 | Each
03-CL2HD-72 | 1/2" HD 72" BLACK HOSE |  | 338.9 | Each
03-CL4HD-36 | 1/4" HD 36" BLACK HOSE |  | 115.15 | Each
03-CL4HD-48 | 1/4" HD 48" BLACK HOSE |  | 132.6 | Each
03-CL4HD-60 | 1/4" HD 60" BLACK HOSE |  | 148.15 | Each
03-CL4HD-72 | 1/4" HD 72" BLACK HOSE |  | 164.25 | Each
03-CL6-36 | 3/8" ENVIRO 36" BLACK | HOSE NO DEPRESSOR | 112.55 | Each
03-CL6-36Y | 3/8" ENVIRO 36" YELLOW | HOSE NO DEPRESSOR | 112.55 | Each
03-CL6-48 | 3/8" ENVIRO 48" BLACK | HOSE NO DEPRESSOR | 138.45 | Each
03-CL6-48Y | 3/8" ENVIRO 48" YELLOW | HOSE NO DEPRESSOR | 138.45 | Each
03-CL6-60 | 3/8" ENVIRO HOSE W/O | VALVE | 162.6 | Each
03-CL6-60Y | 3/8" CHARGING HOSE |  | 162.6 | Each
03-CL6-72 | 3/8" ENVIRO HOSE W/O | VALVE | 186.25 | Each
03-CL6-72Y | 3/8" ENVIRO 72" YELLOW | HOSE NO DEPRESSOR | 186.25 | Each
03-CL6HD-36 | 3/8" HD 36" BLACK HOSE |  | 123.2 | Each
03-CL6HD-48 | 3/8" HD 48" BLACK HOSE |  | 197.75 | Each
03-CL6HD-60 | 3/8" HD 60" BLACK HOSE |  | 221.65 | Each
03-CL6HD-72 | 3/8" HD 72" BLACK HOSE |  | 243.05 | Each
03-CL-36B | 1/4" STANDARD 36' BLUE | HOSE | 39.9 | Each
03-CL-36R | 1/4" STANDARD 36' RED | HOSE | 39.9 | Each
03-CL-36Y | 1/4" STANDARD 36' YELLOW | HOSE | 39.9 | Each
03-CL-48B | 1/4" STANDARD 48' BLUE | HOSE | 67.1 | Each
03-CL-48R | 1/4" STANDARD 48' RED | HOSE | 67.1 | Each
03-CL-48Y | 1/4" STANDARD 48' YELLOW | HOSE | 67.1 | Each
03-CL-60B | 1/4" STANDARD 60' BLUE | HOSE | 77.55 | Each
03-CL-60R | 1/4" STANDARD 60' RED | HOSE | 77.55 | Each
03-CL-60Y | 1/4" STANDARD 60' YELLOW | HOSE | 77.55 | Each
03-CL-72B | 1/4" STANDARD 72' BLUE | HOSE | 87.95 | Each
03-CL-72R | 1/4" STANDARD 72' RED | HOSE | 87.95 | Each
03-CL-72Y | 1/4" STANDARD 72' YELLOW | HOSE | 87.95 | Each
03-CLB-36 | 1/4" ENVIRO 36" BLACK | HOSE | 69.65 | Each
03-CLB-48 | 1/4" ENVIRO 48" BLACK | HOSE | 80.5 | Each
03-CLB-60 | 1/4" ENVIRO 60" BLACK | HOSE | 92.85 | Each
03-CLB-72 | 1/4" ENVIRO 72" BLACK | HOSE | 104.45 | Each
03-CLBV-36B | 1/4" ENVIRO 36" BLUE | HOSE W/ BALL VALVE | 144.1 | Each
03-CLBV-36R | 1/4" ENVIRO 36" RED | HOSE W/ BALL VALVE | 144.1 | Each
03-CLBV-36Y | 1/4" ENVIRO 36" YELLOW | HOSE W/ BALL VALVE | 144.1 | Each
03-CLBV-48B | 1/4" ENVIRO 48" BLUE | HOSE W/ BALL VALVE | 151.6 | Each
03-CLBV-48R | 1/4" ENVIRO 48" RED | HOSE W/ BALL VALVE | 151.6 | Each
03-CLBV-48Y | 1/4" ENVIRO 48" YELLOW | HOSE W/ BALL VALVE | 151.6 | Each
03-CLBV-60B | 1/4" ENVIRO 60" BLUE | HOSE W/ BALL VALVE | 159.9 | Each
03-CLBV-60R | 1/4" ENVIRO 60" RED | HOSE W/ BALL VALVE | 159.9 | Each
03-CLBV-60Y | 1/4" ENVIRO 60" YELLOW | HOSE W/ BALL VALVE | 159.9 | Each
03-CLBV-72B | 1/4" ENVIRO 72" BLUE | HOSE W/ BALL VALVE | 166.55 | Each
03-CLBV-72R | 1/4" ENVIRO 72" RED | HOSE W/ BALL VALVE | 166.55 | Each
03-CLBV-72Y | 1/4" ENVIRO 72" YELLOW | HOSE W/ BALL VALVE | 166.55 | Each
03-CLBV-600Y | 3/8 KOBRA BLACK AND | YELLOW CHARGING HOSE | 365.8 | Each
03-CLE-36B | ENVIRO HOSE W/O VALVE |  | 69.65 | Each
03-CLE-36R | ENVIRO HOSE W/O VALVE |  | 69.65 | Each
03-CLE-36Y | ENVIRO HOSE W/O VALVE |  | 69.65 | Each
03-CLE-48B | 1/4" ENVIRO 48" BLUE | HOSE | 81.25 | Each
03-CLE-48R | 1/4" ENVIRO 48" RED | HOSE | 81.25 | Each
03-CLE-48Y | 1/4" ENVIRO 48" YELLOW | HOSE | 81.25 | Each
03-CLE-60B | ENVIRO HOSE W/O VALVE |  | 92.85 | Each
03-CLE-60R | ENVIRO HOSE W/O VALVE |  | 92.85 | Each
03-CLE-72R | ENVIRO HOSE W/O VALVE |  | 104.55 | Each
03-CLE-120B | 120" BLUE ENVIRO HOSE |  | 141.15 | Each
03-CLE-120R | 120" RED ENVIRO HOSE |  | 141.15 | Each
03-CLE-120Y | 120" YELLOW ENVIRO HOSE |  | 141.15 | Each
03-CLE-300B | 300"BLUE ENVIRO HOSE" |  | 274.6 | Each
03-CLE-300R | 300"RED ENVIRO HOSE" |  | 274.6 | Each
03-CLE-300Y | 300"YELLOW ENVIRO HOSE" |  | 274.6 | Each
03-CLE-600B | 1/4" ENVIRO 600" BLUE | HOSE | 497.25 | Each
03-CLE-600R | 1/4" ENVIRO 600" RED | HOSE | 497.25 | Each
03-CLE-600Y | 1/4" ENVIRO 600" YELLOW | HOSE | 497.25 | Each
03-CLE-900B | 1/4" ENVIRO 900" BLUE | HOSE | 719.9 | Each
03-CLE-900R | 1/4" ENVIRO 900" RED | HOSE | 719.9 | Each
03-CLE-900Y | 1/4" ENVIRO 900" YELLOW | HOSE | 719.9 | Each
03-CLE-1200B | 1/4" ENVIRO 1200" BLUE | HOSE | 942.55 | Each
03-CLE-1200R | 1/4" ENVIRO 1200" RED | HOSE | 942.55 | Each
03-CLE-1200Y | 1/4" ENVIRO 1200" YELLOW | HOSE | 942.55 | Each
03-CLP-6B | 1/4" X 6" REPLACEMENT | BLUE WHIP 1/8" MPT | 42.4 | Each
03-CLP-6R | WHIP END ONLY W/ BV |  | 42.4 | Each
03-CLP-6Y | 1/4" X 6" REPLACEMENT | YELLOW WHIP 1/8" MPT | 42.4 | Each
03-CLS-36B | 36" BLUE ANTI BLOW LINE |  | 106.2 | Each
03-CLS-36R | 36" RED ANTI BLOW LINE |  | 106.2 | Each
03-CLS-36Y | 36" YELLOW ANTI BLOW | LINE | 106.2 | Each
03-CLS-48B | 48" BLUE ANTI BLOW LINE |  | 119.8 | Each
03-CLS-48R | 48" RED ANTI BLOW LINE |  | 119.8 | Each
03-CLS-48Y | 48" YELLOW ANTI BLOW | LINE | 119.8 | Each
03-CLS-60B | 60" BLUE ANTI BLOW LINE |  | 133.45 | Each
03-CLS-60R | 60" RED ANTI BLOW LINE |  | 133.45 | Each
03-CLS-60Y | 60" YELLOW ANTI BLOW | LINE | 133.45 | Each
03-CLS-72B | 72" BLUE ANTI BLOW LINE |  | 147.05 | Each
03-CLS-72R | 72" RED ANTI BLOW LINE |  | 147.05 | Each
03-CLS-72Y | 72" YELLOW ANTI BLOW | LINE | 147.05 | Each
03-CLS-120B | 1/4" ENVIRO 120" BLUE | HOSE W/ SECURE SEAL | 178.5 | Each
03-CLS-120R | 1/4" ENVIRO 120" RED | HOSE W/ SECURE SEAL | 178.5 | Each
03-CLS-120Y | 1/4" ENVIRO 120" YELLOW | HOSE W/ SECURE SEAL | 178.5 | Each
03-CLS-300B | 1/4" ENVIRO 300" BLUE | HOSE W/ SECURE SEAL | 240.95 | Each
03-CLS-300R | 1/4" ENVIRO 300" RED | HOSE W/ SECURE SEAL | 240.95 | Each
03-CLS-300Y | 1/4" ENVIRO 300" YELLOW | HOSE W/ SECURE SEAL | 312.05 | Each
03-CLS-600B | 1/4" ENVIRO 600" BLUE | HOSE W/ SECURE SEAL | 534.7 | Each
03-CLS-600R | 1/4" ENVIRO 600" RED | HOSE W/ SECURE SEAL | 534.7 | Each
03-CLS-600Y | 1/4" ENVIRO 600" YELLOW | HOSE W/ SECURE SEAL | 412.8 | Each
03-CLS-900B | 1/4" ENVIRO 900" BLUE | HOSE W/ SECURE SEAL | 757.3 | Each
03-CLS-900R | 1/4" ENVIRO 900" RED | HOSE W/ SECURE SEAL | 757.3 | Each
03-CLS-900Y | 1/4" ENVIRO 900" YELLOW | HOSE W/ SECURE SEAL | 757.3 | Each
03-CLS-1200B | 1/4" ENVIRO 1200" BLUE | HOSE W/ SECURE SEAL | 979.95 | Each
03-CLS-1200R | 1/4" ENVIRO 1200" RED | HOSE W/ SECURE SEAL | 979.95 | Each
03-CLS-1200Y | 1/4" ENVIRO 1200" YELLOW | HOSE W/ SECURE SEAL | 979.95 | Each
03-CLV6-36 | BLACK CHARGING HOSE |  | 336.15 | Each
03-CLV6-48 | BLACK CHARGING HOSE |  | 351.5 | Each
03-CLV6-60 | 3/8" ENVIRO HOSE C/W | VALVE | 367.8 | Each
03-CLV6-72 | 3/8" ENVIRO HOSE C/W | VALVE | 383.2 | Each
03-CLV-6B | ENVIRO HOSE C/W VALVE |  | 99.3 | Each
03-CLV-6BL | 1/4" ENVIRO 6" BLACK | WHIP W/ BALL VALVE | 99.3 | Each
03-CLV-6R | ENVIRO HOSE C/W VALVE |  | 99.3 | Each
03-CLV-6Y | ENVIRO HOSE C/W VALVE |  | 99.3 | Each
03-CLV-36B | ENVIRO HOSE C/W VALVE |  | 172.5 | Each
03-CLV-48B | ENVIRO HOSE C/W VALVE |  | 172.5 | Each
03-CLV-48R | ENVIRO HOSE C/W VALVE |  | 172.5 | Each
03-CLV-48Y | ENVIRO HOSE C/W VALVE |  | 172.5 | Each
03-CLV-60B | ENVIRO HOSE C/W VALVE |  | 186.65 | Each
03-CLV-60R | ENVIRO HOSE C/W VALVE |  | 186.65 | Each
03-CLV-60Y | ENVIRO HOSE C/W VALVE |  | 186.75 | Each
03-CLV-72R | ENVIRO HOSE C/W VALVE |  | 200.75 | Each
03-CLV-72Y | ENVIRO HOSE C/W VALVE |  | 200.75 | Each
03-RPH12 | 12" PRESSURE CONTROL | HOSE | 45.85 | Each
03-RPH18 | 18" PRESSURE CONTROL | HOSE | 52.75 | Each
03-RPH18-22 | 2MM FLEX. HOSE 18"X 1/4" | SAE STR FLARE FITTING | 39.05 | Each
03-RPH24 | 24" PRESSURE CONTROL | HOSE | 51.2 | Each
03-RPH24-22 | 2MM FLEX. HOSE 24"X1/4" | SAE STR FLARE FITTINGS | 42.35 | Each
03-RPH30 | 30" PRESSURE CONTROL | HOSE | 54.9 | Each
03-RPH30-22 | 2MM FLEX. HOSE 30"X1/4" | SAE STR FLARE FITTINGS | 43.25 | Each
03-RPH36 | 36" PRESSURE CONTROL | HOSE | 55.55 | Each
03-RPH36-22 | 2MM FLEX. HOSE 36"X1/4" | SAE STR FLARE FITTINGS | 45.3 | Each
03-RPH48 | 48" PRESSURE CONTROL | HOSE | 61.05 | Each
03-RPH48-22 | 2MM FLEX. HOSE 48"X1/4" | SAE STR FLARE FITTINGS | 51.25 | Each
03-RPH60 | 60" PRESSURE CONTROL | HOSE | 66.9 | Each
04-22125 | 2 VLV R22,410A,404A | 1% 1 3/8" ILLUM. GAUGE | 297.6 | Each
04-22133 | R22,134A,404A PATRIOT | MANIFOLD W/ KOBRA HOSE | 463.4 | Each
04-22150 | PATRIOT MNFD R22, R134, | R404 3 1/8" LIQUID GAUGE | 282.2 | Each
04-22225 | R22,134A,404A PATRIOT | MANIFOLD W/ KOBRA HOSE | 220.15 | Each
04-22225L | 2 VALVE BRASS | MANIFOLD ONLY | 393.35 | Each
04-22233 | R22,404A,410A PATRIOT | MANIFOLD W/ KOBRA HOSE | 357.4 | Each
04-22725 | R290 PROPANE | MANIFOLD | 231.2 | Each
04-22733 | R290/R600A MANIFOLD | GUAGE /36" | 340.25 | Each
04-22733-18 | R290/R600A MANIFOLD | GUAGE /18" | 410.85 | Each
04-23206 | R22,R404,R410 MANIFOLD | W/60" HOSES | 312.05 | Each
04-23506 | R410 MANIFOLD W/ 60'HOSE |  | 281.55 | Each
04-24000 | ZEPLIN MANIFOLD 2 VALVE | ALUM R12,R22,R502 | 192.95 | Each
04-24040 | ZEPLIN MANIFOLD 2 VALVE | ALUM R12,R22,R502 GAUGES | 662.15 | Each
04-24100 | ZEPLIN MANIFOLD 2 VALVE | ALUM R22,R134A,R404A | 192.95 | Each
04-24140 | ZEPLIN MANIFOLD 2 VALVE | ALUM R22,R134A,R404A | 662.15 | Each
04-24144 | ZEPLIN MANIFOLD | 2 VALVE ALUMINUM | 569.6 | Each
04-24208 | 2 VALUE MANIFOLD 2 1/2" | GUAGES CCLE-60 HOSES | 343.5 | Each
04-24225 | AZ 22, 404A,410A 3-1/8 | 2 VALVE | 228.55 | Each
04-24233 | AZ 22, 404A,410A 3-1/8 | 2 VALVE | 380.35 | Each
04-24258 | ZEPPELIN 2 VLA MANIFOLD |  | 457 | Each
04-24325 | 3 1/8 2 VLA MANIFOLD |  | 332.95 | Each
04-24425 | ZEPPELIN 2 VALVE MANIFOL | 22/410A/407C | 332.95 | Each
04-24500 | ZEPLIN MANIFOLD 2VLV | ALUM R410A | 192.95 | Each
04-24600 | ZEPLIN MANIFOLD 2VALVE | ALUM R22,R134A,R404A | 506.5 | Each
04-24615 | ZEPLIN MANIFOLD 2VALVE | ALUM R22,R134A,R404A | 966.1 | Each
04-25100 | AZ4 22,R134A 404A | 4 VALVE ALUMINUM | 399.85 | Each
04-25108 | AZ4 22,R134A 404A | 4 VALVE ALUMINUMC/W HOSE | 584.55 | Each
04-25200 | 4 VALVE ALUMINUM R22/404 | A/410A MANIFOLD NO HOSES | 399.85 | Each
04-25208 | AZ4 R22 R404A R410 | 4 VALVE ALUMINUM | 584.55 | Each
04-25225 | 4 VALVE ALUMINUM R22/404 | A/410A MANIFOLD NO HOSES | 441.25 | Each
04-25233 | ZEPPELIN 4 VALVE MANIFOL | R22,R404A,R410A W/ HOSE | 509.4 | Each
04-25240 | 3-1/8"GAUGES C/HOSES | MANIFOLD | 1006.15 | Each
04-25250 | 4 VALVE ZEPPELIN | MANIFOLD ONLY L/F/GUAGES | 588.8 | Each
04-25425 | ZEPPELIN 4 VLA MANIFOLD | 22/410A/407C | 550.5 | Each
04-25550 | ZEPPELIN MANIFOLD NOHOSE |  | 588.8 | Each
04-25558 | ZEPPELIN MANIFOLD CCLE |  | 786.5 | Each
04-25708 | R22,R134A,R404A,R410A | 4" GUAGES MANIFOLD | 843.15 | Each
04-26200 | 4V R22 404A 410A | 2-1/2" GAUGES | 430.4 | Each
04-26225 | MANIFOLD 4VALVE R22, | R404A,R410A NO HOSES | 480.35 | Each
04-26233 | MANIFOLD 4VALVE R22, | R404A,R410A W/ HOSES | 629.05 | Each
04-27859 | 4 VALVE METRIC MANIFOLD | KPA/PSI | 936.05 | Each
04-29260 | METRIC COMPOUND GAUGE |  | 53.7 | Each
04-29263 | METRIC PRESSURE GAUGE |  | 53.7 | Each
04-29290 | METRIC R134 COMP.GAUGE |  | 53.7 | Each
04-29295 | METRIC R134 PRES.GAUGE |  | 53.7 | Each
04-30744 | C02 MANIFOLD |  | 1837.65 | Each
04-A34000 | 1/4" QC X 1/4" ACCESS |  | 33.8 | Each
04-DM4-RW | 4V Rev Digital Manifold, | Bluetooth | 1919.6 | Each
04-DM4-Z | DIGITAL MANIFOLD |  | 1713.55 | Each
04-DMG2-5 | 2V DIGITAL MANIFOLD | W/ HOSES | 1326.35 | Each
04-DMG2-8 | 2V DIGITAL MANIFOLD | W/O HOSES | 1189.85 | Each
04-DV-40 | DIGITAL MICRON GAUGE |  | 544.4 | Each
04-DV-40S | WIRELESS APP-BASED | DIGITAL MICRON GUAGE | 746.95 | Each
04-M2-5 | R12 R22 R502 MANIFOLD |  | 228.2 | Each
04-M2-5-410A | 22, 410A, 404A MANIFOLD |  | 255.1 | Each
04-M2-5-410ABV | 22, 410A, 404A MANIFOLD | GAUGE BOOT & 60' HOSES | 402.9 | Each
04-M2-6 | MANIFOLD C/W LINE SET |  | 215.85 | Each
04-M2-8-410A | STANDARD MANIFOLD W/O | HOSES R22,R404A,410A | 149.1 | Each
04-M2-36 | R12 R22 R502 MANIFOLD | W/ 36" HOSES | 203.65 | Each
04-M2-102N | NEW STYLE HANGING HOOK |  | 17 | Each
04-M2-106 | 1/8" FPT GAUGE BRACKET |  | 19 | Each
04-M2-250 | BLUE COMPOUND GAUGE |  | 34.2 | Each
04-M2-250B | BRASS COMPOUND GAUGE |  | 84.85 | Each
04-M2-250C | CHROME COMPOUND GAUGE |  | 42.7 | Each
04-M2-300 | HOSE HOLDER CENTRE MOUNT |  | 14.5 | Each
04-M2-350 | R134A COMPOUND GAUGE | 2-1/2" | 35.05 | Each
04-M2-355 | R134A PRESSURE GAUGE | 2-1/2" | 35.05 | Each
04-M2-410 | R410A COMPOUND GAUGE |  | 34.2 | Each
04-M2-415 | R410A PRESSURE GAUGE |  | 34.2 | Each
04-M2-420 | COMP.GAUGE-R134A,404A,50 |  | 34.2 | Each
04-M2-425 | PRES.GAUGE-R134A,404A,50 |  | 34.2 | Each
04-M2-435 | 2 1/2" RED GAUGE | R22/134A/404A | 34.2 | Each
04-M2-465 | PRES.GAUGE 2.5" | R22,R404A, R410A | 34.2 | Each
04-M2-500 | RED PRESSURE GAUGE |  | 34.2 | Each
04-M2-500B | BRASS PRESSURE GAUGE |  | 84.85 | Each
04-M2-800 | 80MM BLUE GAUGE | R12/22/502 | 89.85 | Each
04-M2-805 | 80MM RED GAUGE | R12/22/502 | 89.85 | Each
04-M2-808 | 80MM 1%ACCURACY COMPOUND | GAUGE 22, 407C, 410 | 73.5 | Each
04-M2-810 | 80MM BLUE GLOW IN DARK | GAUGE R410A | 89.85 | Each
04-M2-815 | 80MM RED GLOW IN DARK | GAUGE R410A | 89.85 | Each
04-M2-820 | COMP. 3 1/8"GAUGE R22 | R404A R410A | 51.25 | Each
04-M2-820L | LED BLUE COMP. GAUGE | R22 R404A R410A | 81.5 | Each
04-M2-825 | 3 1/8"GLOW IN DARK GAUGE |  | 51.25 | Each
04-M2-825L | LED RED PRESSURE GUAGE | R22 R410A R404A | 81.5 | Each
04-M2-828 | 3 1/8"COMPOUND REFRIG. | GAUGE | 89.85 | Each
04-M2-829 | 3 1/8"PRESSURE REFRIG | GAUGE | 89.85 | Each
04-M2-830 | 80MM BLUE GAUGE R22/410A | /407C | 89.85 | Each
04-M2-831 | 80MM RED GAUGE R22/410A | /407C | 69.1 | Each
04-M2-851 | 80MM BLUE GLOW IN THE | DARK R22/134A/404A | 89.85 | Each
04-M2-856 | 80MM RED GLOW IN THE | DARK R22/134A/404A | 89.85 | Each
04-M2-860 | COMPOUND LIQUID FILLED | GAUGE | 235.2 | Each
04-M2-865 | COMPOUND LIQUID FILLED | GAUGE | 235.2 | Each
04-M2-870 | 3-1/8 LIQUID FILLED | GAUGE | 128.3 | Each
04-M2-875 | 3-1/8 LIQUID FILLED | GAUGE | 128.3 | Each
04-M2-880 | 3 1/8" BLUE LIQUID FILLE | D GAUGE R22/134A/404A | 128.3 | Each
04-M2-885 | 3 1/8" RED LIQUID FILLED | GAUGE R22/134A/404A | 128.3 | Each
04-M2-890 | 3 1/8" BLUE LIQUID FILLE | D GAUGE R22/404A/410A | 128.3 | Each
04-M2-895 | 3 1/8" RED LIQUID FILLED | GAUGE R22/404A/410A | 128.3 | Each
04-M2-21125 | B/MANIFOLD 22,134A 404A |  | 128.65 | Each
04-M2-21131 | B/MANIFOLD 22,134A 404A | C/W 5' HOSES | 255.1 | Each
04-M2-21525 | B/MANIFOLD R410A |  | 149.1 | Each
04-M2-21531 | 2 VALVE R410A STANDARD | MANIFOLD W/ 60" HOSES | 294.75 | Each
04-M2-22125 | C/W, 3-1/8" GAUGE R410A |  | 257.75 | Each
04-M2-22225 | MANIFOLD R22, | R143A,404A GUAGE W/O HOS | 257.75 | Each
04-M2-22231 | 3 1/8 GLOW IN DARK GAUGE |  | 289.25 | Each
04-M2-22325 | B/MANIFOLD R427A, R422B, | R407A | 257.75 | Each
04-M2-22425 | B/MANIFOLD R410A, R22, | R407C | 257.75 | Each
04-M2-22525 | ILLUMINATING 3 1/8 GAUGE | R410A MANIFOLD ONLY | 257.75 | Each
04-M2-22531 | 3 3/8 GLOW IN DARK GAUGE |  | 454.2 | Each
04-M2-23125 | C/W, 3-1/8" GAUGE R410A |  | 270.95 | Each
04-M2-23225 | C/W, 3-1/8" GAUGE R134A |  | 270.95 | Each
04-M2-25515 | Standard Mnfd 80mm R407C | R404A,R407C Gauges | 257.75 | Each
04-M2-HP | BRASS MANIFOLD 2 VL R22 | R410A R407C | 214.75 | Each
04-M2R-S | Standard M2 Rebuild Kit | Fits M5 thru M9 Series | 29.9 | Each
04-MBV4-01 | 1/4" COMPACT MINI BALL | VALVE | 52.75 | Each
04-MR501B | BLUE HANDWHEEL |  | 10.7 | Each
04-MR501R | RED HANDWHEEL |  | 10.7 | Each
04-MR-502 | BALL VALVE HANDLE & | SCREW | 5.65 | Each
04-MR503 | HANDWHEEL SCREWS |  | 8.65 | Each
04-MR-504 | 1/4" HOSE HOLDER | SLEEVE & O RING | 6.15 | Each
04-MR505 | PISTON, SEAT AND O RINGS |  | 10.45 | Each
04-MR-506 | 3/8" HOSE HOLDER | SLEEVE & O RING | 6.15 | Each
04-MR509 | "O" RING (P90011) 1/PK |  | 8.4 | Each
04-MR516 | STEM REPAIR KIT |  | 10.7 | Each
04-MR517 | PLASTIC SCREW ON LENS |  | 12.5 | Each
04-MR-533 | 3 1/8" SNAP ON COVER | FOR MANIFOLD GAUGES | 18.65 | Each
04-MR593 | BLACK 3 1/8 BOOT |  | 18.65 | Each
04-MR-594 | 3 1/8" RED GAUGE BOOT |  | 55.8 | Each
04-MR-595 | 3 1/8" BLUE GAUGE BOOT |  | 55.8 | Each
04-MR-596 | 3 1/8" BLACK GAUGE BOOT | - SET OF 2 | 52.55 | Each
04-MR601 | HANDWHEEL AND SCREW |  | 14 | Each
04-MR605 | PISTON W/SEAT & O-RINGS | FOR ZEPPELIN | 10.4 | Each
04-MR607 | STEM AND NUT FOR | MANIFOLDS | 28.1 | Each
04-QC-G851 | 3 1/8" PRESSURE TEST GUA | GE W 1/4"FE QC22/134/404 | 85.9 | Each
04-SH51 | 28'TEMP SENSOR |  | 75 | Each
04-SH54 | 6' TEMP SENSOR |  | 79.4 | Each
04-SH55 | MULTI FUNCTION GAUGE CAS |  | 67.05 | Each
04-SH56 | MULTIFUNCTION GAUGE SOCK |  | 12 | Each
05-6CFMKIT | 6 CFM TOOL KIT | 6 CFM TOOL KIT | 1900.85 | Each
05-6CFMKIT-R410A | 6 CFM TOOL KIT |  | 1900.85 | Each
05-211117 | R290 Critical Charge | Delivery Scale w Case | 319.45 | Each
05-DS-250 | Wireless Refrigerant | Scale | 919.95 | Each
05-DS-20000 | REFRIG CHARGE SCALE |  | 684.05 | Each
05-DS-20000S | ATLAS WIRELESS REFRIG. | CHRG SCALE 250LB CAP. | 638.55 | Each
05-DS-MOD | CHARGING MODULE |  | 955 | Each
05-DV-3E | 3 CFM ELIMINATOR |  | 833.7 | Each
05-DV-4E | 4 CFM ELIMINATOR |  | 858.9 | Each
05-DV-6E | 6 CFM ELIMINATOR |  | 968.35 | Each
05-DV-6E-250 | ELIMINAOR 6 CFM DUAL | VOLTAGE VAC PUMP | 1537.8 | Each
05-DV-6E-250SP | ELIMINATOR 6CFM DUAL V. | SPARK PROOF PUMP | 1593.85 | Each
05-DV-22N | HANDHELD DIG VAC GAUGE |  | 465.1 | Each
05-DV-24N | HANDHELD DIG VAC GAUGE | CASE | 527.75 | Each
05-DV-26 | HANDHELD VAC GAUGE CASE |  | 80.3 | Each
05-DV-26N | PROTECTIVE CARRING CASE |  | 58.05 | Each
05-DV-41 | SUPERNOVA DIGITAL VACUUM | GAGE W/ CASE | 667.05 | Each
05-DV-42N | 1 1/2 CFM SINGLE STAGE |  | 1181.1 | Each
05-DV-85-FLEX-AC | 3CFM PLATINUM FLEX | BATTERY POWERED VAC PUMP | 2410.15 | Each
05-DV-85-FLEX-BAT | 3CFM PLATINUM FLEX | BATTERY POWERED VAC PUMP | 2326.1 | Each
05-DV-85N | VAC PUMP 3.0 CFM |  | 1191.15 | Each
05-DV-142-FLEX | 5CFM PLATINUM FLEX | BATTERY POWERED VAC PUMP | 3345.85 | Each
05-DV-142-FLEX-AC | 5CFM PLATINUM FLEX | BATTERY POWERED VAC PUMP | 2762.95 | Each
05-DV-142-FLEX-BAT | 5CFM PLATINUM FLEX | BATTERY POWERED VAC PUMP | 2674.25 | Each
05-DV-142N | VAC PUMP 5 CFM 2 STG |  | 1355.55 | Each
05-DV-200N | VAC PUMP 7 CFM 2 STAGE |  | 1361.15 | Each
05-DV200N-250SP | PUMP SPARK PROOF |  | 2389.85 | Each
05-DV-285N | VAC PUMP 10 CFM |  | 2040.1 | Each
05-DV-291 | 1/4 SAE SWIVEL COUPLER |  | 61.5 | Each
05-DV-EP6 | TETHERED CAP 3/8" |  | 11.05 | Each
05-DV-EP8 | TETHERED CAP 1/2" |  | 11.05 | Each
05-DV-F6 | 3/8" OIL MIST FILTER |  | 84.5 | Each
05-DV-F8 | 1/2" OIL MIST FILTER |  | 84.95 | Each
05-DV-T1 | TANK - VACUUM PUMP OIL | CHANGING STATION | 87.3 | Each
05-F6-DP | RECOVERY UNIT |  | 2322.5 | Each
05-LD-3000 | QUEST LEAK DETECTOR |  | 754.7 | Each
05-LD5000 | PROWLER LEAK DETECTOR |  | 1039.75 | Each
05-LD-6000IR | AURORA INFRARED HAND | HELD LEAD DETECTOR | 1662.35 | Each
05-LDC-4000 | COMBUSTION DETECTOR |  | 702.1 | Each
05-LDC-4000-1 | LDC-4000 REPLACEMENT | SENSOR, 4 PRONG | 79.85 | Each
05-VL-100 | RAPID EVACUATION KIT |  | 363.85 | Each
DV-85-FLEX | 3CFM PLATINUM FLEX | BATTERY POWERED VAC PUMP | 3016.35 | Each
06-00585L | WATER VALVE 3/4" L | HANDLE | 266.1 | Each
06-01056L | GAS BALL VALVE | 1"FNPTX 1" FNPT | 49.7 | Each
06-BGV12 | BOILER GATE VALVE 1/2" |  | 16.8 | Each
06-BGV34 | BOILER GATE VALVE 3/4" |  | 19.15 | Each
06-FGV1 | FNPT X FNPT GAS VALVE 1" |  | 39.25 | Each
06-FGV1P | FNPT X FNPT GAS VALVE 1" |  | 49.8 | Each
06-FGV2P | FNPT X FNPT GAS VALVE 2" |  | 157 | Each
06-FGV12 | FNPT X FNPT GAS VALVE | 1/2" | 19.95 | Each
06-FGV12P | FNPT X FNPT GAS VALVE | 1/2" | 19.95 | Each
06-FGV34 | FNPT X FNPT GAS VALVE | 3/4" | 29.1 | Each
06-FGV34P | FNPT X FNPT GAS VALVE | 3/4" | 29.1 | Each
06-FGV38 | FNPT X FNPT GAS VALVE | 3/8" | 19.15 | Each
06-FGV38P | FNPT X FNPT GAS VALVE | 3/8" | 19.15 | Each
06-FGV112 | FNPT X FNPT GAS VALVE | 11/2" | 114.85 | Each
06-FGV112P | FNPT X FNPT GAS VALVE | 1.5" | 114.85 | Each
06-FGV114P | FNPT X FNPT GAS VLV 1.25 |  | 72 | Each
06-FHGV34 | FLAT HEAD GAS VALVE 3/4" |  | 18.45 | Each
06-FP1212 | F/P WING GAS VALVE | 1/2"-12" | 14.95 | Each
06-FP1238 | F/P WING GAS VALVE | 1/2"-3/8" | 13.8 | Each
06-FP3458 | F/P WING GAS VALVE | 3/4-5/8 | 21.45 | Each
06-GWH12 | WING HANDLE GAS VALVE | 1/2" | 13.4 | Each
06-GWH34 | WING HANDLE GAS VALVE | 3/4" | 21.45 | Each
06-JPT200 | WATER VALVE |  | 18.5 | Each
06-SWV12 | WATER VALVE 1/2" L | HANDLE | 18.4 | Each
06-V34200 | 3/8" ODS BALL VALVE |  | 162.1 | Each
06-V34201 | 1/2" ODS BALL VALVE |  | 162.1 | Each
06-V34202 | 5/8" ODS BALL VALVE |  | 169 | Each
06-V34204 | 7/8" ODS BALL VALVE |  | 228.7 | Each
06-V34206 | 1-1/8" ODS BALL VALVE |  | 366.7 | Each
06-V34210 | 2 5/8" ODS BALL VALVE |  | 1876.9 | Each
06-V34211 | 3 1/8" ODS BALL VALVE |  | 2030.35 | Each
06-V34300 | 3/8" OD EXTENSIONS BALL | VALVE | 149.9 | Each
06-V34301 | 1/2" OD EXTENSIONS BALL | VALVE | 149.9 | Each
06-V34302 | 5/8" OD EXTENSIONS BALL | VALVE | 156.25 | Each
06-V34303 | 3/4" OD EXTENSIONS BALL | VALVE | 211.55 | Each
06-V34304 | 7/8" OD EXTENSIONS BALL | VALVE | 211.55 | Each
06-V34306 | 1 1/8" OD EXTENSIONS | BALL VALVE | 339.15 | Each
06-V34307 | 1 3/8" OD EXTENSIONS | BALL VALVE | 566.2 | Each
06-V34308 | 1 5/8" OD EXTENSIONS | BALL VALVE | 599.9 | Each
06-V34309 | 2 1/8" OD EXTENSIONS | BALL VALVE | 942.5 | Each
06-V34310 | 2 5/8" OD EXTENSIONS | BALL VALVE | 1736.1 | Each
06-V34311 | 3 1/8" OD EXTENSIONS | BALL VALVE | 1878.05 | Each
06-V34350 | 1/4" OD EXTENSIONS BALL | VALVE | 146.3 | Each
06-V34400 | 3/8" BALL VALVE |  | 200.7 | Each
06-V34401 | 1/2" BALL VALVE |  | 200.7 | Each
06-V34500 | 3/8" OD EXTENSIONS BALL | VALVE W/ ACCESS VALVE | 185.65 | Each
06-V34501 | 1/2" OD EXTENSIONS BALL | VALVE W/ ACCESS VALVE | 185.65 | Each
06-V34502 | 5/8" OD EXTENSIONS BALL | VALVE W/ ACCESS VALVE | 192.25 | Each
06-V34503 | 3/4" OD EXTENSIONS BALL | VALVE W/ ACCESS VALVE | 209 | Each
06-V34504 | 7/8" OD EXTENSIONS BALL | VALVE W/ ACCESS VALVE | 247.3 | Each
06-V34506 | 1 1/8" OD EXTENSION BALL | VALVE W/ ACCESS VALVE | 375.35 | Each
06-V34507 | 1 3/8" OD EXTENSION BALL | VALVE W/ ACCESS VALVE | 602.4 | Each
06-V34508 | 1 5/8" OD EXTENSION BALL | VALVE W/ ACCESS VALVE | 635.8 | Each
06-V34509 | 2 1/8" OD EXTENSION BALL | VALVE W/ ACCESS VALVE | 993 | Each
06-V34510 | 2 5/8" OD EXTENSION BALL | VALVE W/ ACCESS VALVE | 1211.45 | Each
06-V34511 | 3 1/8" OD EXTENSION BALL | VALVE W/ ACCESS VALVE | 1601.7 | Each
06-V34525 | 1/4" OD EXTENSIONS BALL | VALVE W/ ACCESS VALVE | 182 | Each
06-V34900 | 1/8 FPT X 1/8 FPT SHUT | OFF BALL VALVE | 56.85 | Each
06-V34901 | REFRIG SHUT OFF BALL | VALVES | 60.05 | Each
06-V34905 | 1/4 SAE X 1/4 MP SHUT | OFF BALL VALVE | 61.75 | Each
06-V34910 | 3/8 FPT X 3/8 FPT SHUT | OFF BALL VALVE | 128.9 | Each
07-40288 | 3/16-3/8 REUSABLE VALVE |  | 80.2 | Each
07-LT-456 | LINE TAP VALVE |  | 23 | Each
07-LT-810 | 1/2"-5/8"LINE TAP VALVE |  | 25.9 | Each
08-2500-100 | 1/4"ID X 3/8"OD TUBING | 100' ROLL | 35.25 | Each
09-TC-26-16 | CAP TUBE |  | 36.35 | Each
09-TC-26-100 | CAP TUBE |  | 176.9 | Each
09-TC-31-12 | CAP TUBE |  | 50.45 | Each
09-TC-31-100 | CAP TUBE |  | 162.75 | Each
09-TC-36-12 | CAP TUBE |  | 32.6 | Each
09-TC-36-100 | CAP TUBE |  | 190.4 | Each
09-TC-42-12 | CAP TUBE |  | 36.35 | Each
09-TC-42-100 | CAP TUBE |  | 226.7 | Each
09-TC-44-10 | CAP TUBE |  | 32.55 | Each
09-TC-44-100 | CAP TUBE |  | 221.55 | Each
09-TC-49-11 | CAP TUBE |  | 31.55 | Each
09-TC-49-100 | CAP TUBE |  | 225.95 | Each
09-TC-50-10 | CAP TUBE |  | 33.85 | Each
09-TC-50-100 | CAP TUBE |  | 234.2 | Each
09-TC-54-11 | CAP TUBE |  | 32.6 | Each
09-TC-54-100 | CAP TUBE |  | 206.8 | Each
09-TC-55-10 | CAP TUBE |  | 37.6 | Each
09-TC-55-100 | CAP TUBE |  | 289.1 | Each
09-TC-59-10 | CAP TUBE |  | 41.25 | Each
09-TC-59-100 | CAP TUBE |  | 320.15 | Each
09-TC-64-10 | CAP TUBE |  | 33.45 | Each
09-TC-64-100 | CAP TUBE |  | 283.3 | Each
09-TC-70-12 | CAP TUBE |  | 40 | Each
09-TC-70-100 | CAP TUBE |  | 252.15 | Each
09-TC-75-9 | CAP TUBE |  | 28.35 | Each
09-TC-75-100 | CAP TUBE |  | 236.5 | Each
09-TC-80-10 | CAP TUBE |  | 40 | Each
09-TC-80-100 | CAP TUBE |  | 303.6 | Each
09-TC-90-7 | CAP TUBE |  | 32.75 | Each
09-TC-90-100 | CAP TUBE |  | 324.9 | Each
09-TC-100-100 | CAP TUBE |  | 350.3 | Each
10-717P-68P | AMMONIA OIL 5 GAL 1 PAIL | AMMONIA OIL 5 GAL 1 PAIL | 3757.25 | Each
10-4214320G | POLYOL ESTER 4214 | 150 VISCOSITY 1 GAL | 325.35 | Each
10-4214320P | POLYOL ESTER 4214 | 150 VISCOSITY 5 GAL PAIL | 1443.2 | Each
10-ALKYL150D | ALKYLBENZENE 150 55 GAL |  | 8168.7 | Each
10-ALKYL150P | ALKYLBENZENE 150 5 GAL |  | 520.8 | Each
10-ALKYL150Q | ALKYLBENZENE 150 QT | 12/PK | 284.45 | 12pk
10-ALKYL200D | ALKYLBENZENE 200 55 GAL |  | 8433.05 | Each
10-ALKYL200G | ALKYLBENZENE 200 GAL | 6/PK | 1003.5 | 6pk
10-ALKYL200P | ALKYLBENZENE 200 5 GAL |  | 805.25 | Each
10-ALKYL300D | ALKYLBENZENE 300 55 GAL |  | 8336.2 | Each
10-ALKYL300G | ALKYLBENZENE 300 GAL | 6/PK | 994.6 | 6pk
10-ALKYL300P | ALKYLBENZENE 300 5 GAL |  | 796.35 | Each
10-ALKYL300Q1 | ALKYLBENZENE 300 QT | 1/Pk | 48 | Each
10-BVA3-D | BVA3D 55 GAL. 1 DRUM |  | 4531.85 | Each
10-BVA3-G | BVA3G GAL. 6/PK |  | 525 | 6pk
10-BVA3-P | BVA3P 5 GAL. 1 PAIL |  | 450.45 | Each
10-BVA3-Q | BVA3Q QT.12/PK |  | 292.4 | 12pk
10-BVA4-D | BVA4D 55 GAL. 1 DRUM |  | 4734.9 | Each
10-BVA4-G | BVA4G GALLON 6/PK |  | 547.15 | 6pk
10-BVA4-P | BVA4P 5 GAL. 1 PAIL |  | 380.3 | Each
10-BVA4-Q | BVA4Q QT.12/PK |  | 305.7 | 12pk
10-BVA5-D | BVA5D 55 GAL.1 DRUM |  | 4702.25 | Each
10-BVA5-G | BVA5G GALLON 6/PK |  | 380.3 | 6pk
10-BVA5-P | BVA5P 5 GAL. 1 PAIL |  | 466.1 | Each
10-BVA5-Q | BVA5Q QT. 12/PK |  | 342.05 | 12pk
10-BVA-ET | ESTER TESTER |  | 653.5 | Each
10-BVA-ETGP | ESTER TESTER GRAPH PAPER |  | 45.45 | Each
10-CP4214150 | R22 LOW TEMP OIL 5 GAL |  | 1566.4 | Each
10-CP4214320 | R22 LOW TEMP OIL 5 GAL. |  | 1443.2 | Each
10-DVO-1-24 | PUMP OIL - PINTS 24/PK |  | 497.55 | 24pk
10-DVO-12-12 | PUMP OIL - QTS 12/PK |  | 355.85 | 12pk
10-DVO-24-6 | PUMP OIL - GAL 6/PK |  | 551.9 | 6pk
10-POE22CCD | BVAS22D 55 GAL. 1 DRUM |  | 22471.15 | Each
10-POE22CCG | BVAS22G GAL. 4/PK |  | 1786 | 4pk
10-POE22CCP | BVAS22P 5 GAL. 1 PAIL |  | 1590.7 | Each
10-POE22CCQ | BVAS22P 5 GAL. 1 PAIL |  | 134.1 | Each
10-POE32G | POLYOL ESTER OIL GAL | 4/CASE | 1305.2 | 4pk
10-POE32Q | POLYOL ESTER OIL QT | 12/PK | 1227.2 | 12pk
10-POE32Q-1 | POLYOL ESTER OIL QT 1 |  | 127.9 | Each
10-POE46D | BVAS46 55 GAL. 1 DRUM |  | 15158.1 | Each
10-POE46G | BVAS46 GAL. 4/PK |  | 1279.05 | 4pk
10-POE46P | BVAS22P 5 GAL. 1 PAIL |  | 1299.85 | Each
10-POE68D | BVAS68 55 GAL. 1 DRUM |  | 16900.2 | Each
10-POE68G | BVAS68 GAL. 4/PK |  | 1423.9 | 4pk
10-POE68P | BVAS68 5 GAL. 1 PAIL |  | 1603 | Each
10-POE68Q | BVAS68 QT. 12/PK |  | 1095.65 | 12pk
10-POE100D | BVA100E 55 GAL. 1 DRUM |  | 15569.55 | Each
10-POE100G | BVA100E GAL.4/PK |  | 1309.85 | 4pk
10-POE100P | BVA100E 5 GAL.1 PAIL |  | 1475.9 | Each
10-POE120D | BVAS120 55 GAL. DRUM |  | 16459.45 | Each
10-POE120G | BVA S120 GAL. 4/PK |  | 1306.75 | 4pk
10-POE120P | BVAS120 5 GAL. 1 PAIL |  | 1478.95 | Each
10-POE120Q | BVAS120 QUART |  | 112.5 | Each
10-POE170D | BVAS170 5 GAL. 1 PAIL |  | 1685.45 | Each
10-POE170G | POE OIL 170 GAL 4/PK |  | 1477.8 | 4pk
10-POE170P | BVAS170 5 GAL. 1 PAIL |  | 1685.45 | Each
10-POE220G | BVA 220 1 GAL. 4/CASE |  | 384.9 | 4pk
10-POE220P | BVAS 220 5 GAL PAIL |  | 1765.2 | Each
10-POELT32Q | BVASLT32 QT. 12/PK |  | 1183.5 | 12pk
10-SOLLT32Q1 | BVA 32- QT. - |  | 99.65 | Each
10-TR300D | BVATR300 55 GAL. 1 | DRUM | 12525.4 | Each
10-TR300G | BVATR300 1 GAL. 6/PK |  | 721.2 | 6pk
10-TR300P | BVATR300 5 GAL. 1 PAIL |  | 1100.25 | Each
10-VAC235G | VAC PUMP OIL GAL 6/PK |  | 307.45 | 6pk
10-VAC235PT | VAC PUMP OIL GAL 12/PK |  | 138.7 | 12pk
10-VAC235Q | VAC PUMP OIL QT. 12/PK |  | 180.3 | 12pk
11-6524 | 1/2" WHIP 6' 24" LONGER |  | 51.8 | Each
11-88403 | 1/2" STRAIGHT 25/PK |  | 2.85 | 25pk
11-88405 | 3/4" STRAIGHT 10PK |  | 4.4 | 10pk
11-88418 | 1/2" 90* DEG 10/PK |  | 4.25 | 10pk
11-88420 | 3/4" 90 DEG 10/PK |  | 6 | 10pk
11-88503 | 1/2" STRAIGHT 25/PK | ONE PIECE CONNECTOR | 2.25 | 25pk
11-88505 | 3/4" STRAIGHT 25/PK | ONE PIECE CONNECTOR | 3.3 | 25pk
11-88518 | 1/2" 90 DEG 10/PK |  | 3.4 | 10pk
11-88520 | 3/4" 90 DEG 10/PK |  | 4.65 | 10pk
11-U065NA1 | 60 AMP 1PH NEMA3 |  | 53.55 | Each
12-3200 | CRIMPING TOOL |  | 44.05 | Each
12-29435 | PRESSURE TEST KIT |  | 197.95 | Each
12-29436 | PRESSURE TEST KIT |  | 265.65 | Each
12-40400 | TITR214 CUTTING TOOL |  | 37.6 | Each
12-40405 | CUTTING & CRIMPING TOOL |  | 165.7 | Each
12-40420 | CPC295 POP & SQUEEZE TOO |  | 294.9 | Each
12-40430 | ITB266 BENDING SET |  | 21.15 | Each
12-40443 | GAUGE ST T-500 |  | 6.25 | Each
12-40444 | HS SERIES "T" GAUGE |  | 13.95 | Each
12-40445 | CSG297 SETTING GAUGE ELE |  | 19.5 | Each
12-40447 | CARKIN SETTING GAUGE | RED | 15.3 | Each
12-40448 | CARLIN ELITE SETTING | GAUGE (YELLOW) | 15.3 | Each
12-40630 | ITL267 12"TEST LEADS W/B |  | 14.2 | Each
12-40632 | ITL267 30"TEST LEADS W/B |  | 16.75 | Each
12-43010 | THERMOMETER |  | 76.75 | Each
12-43012 | THERMOMETER |  | 102.05 | Each
12-451070-24 | FAST STEEL |  | 20.6 | Each
12-457070-24 | QUICK ALUMINUM |  | 20.6 | Each
12-462570-24 | QUICK COPPER |  | 20.6 | Each
12-470570-24 | AQUAMEND |  | 20.6 | Each
12-471070-24 | QUICKWOOD EXPOXY |  | 20.6 | Each
12-A10971 | CAP TUBE GAUGE |  | 103.8 | Each
12-A10972 | CAP TUBE FILE |  | 26.25 | Each
12-A10973 | CAP TUBE CUTTER |  | 30.8 | Each
12-BRZ1000 | BRAZE-RITE ADAPTOR |  | 106.8 | Each
12-BS-4 | BENDING SPRING 1/4" |  | 14.6 | Each
12-BS-5 | BENDING SPRING 5/16" |  | 15.7 | Each
12-BS-6 | BENDING SPRING 3/8" |  | 16.65 | Each
12-BS-8 | BENDING SPRING 1/2" |  | 17.55 | Each
12-BS-10 | BENDING SPRING 5/8" |  | 19.55 | Each
12-BS-12 | BENDING SPRING 3/4" |  | 21.85 | Each
12-FP-A-210 | Fusible Pipe Plug | 5/PK | 17.2 | Each
12-GB10 | COMPRESSOR GASKET BOOK |  | 69.4 | Each
12-GTBG-12 | 3.5"TEST GAUGE 0-30LB3/4 |  | 72.95 | Each
12-GTBG-16 | 3.5" TEST GAUGE 0-30LB | -1" | 82.75 | Each
12-MSKIT1 | MINI SPLIT KIT 1/4" |  | 1859.7 | Each
12-MSKIT2 | MINI SPLIT KIT 5/16" |  | 1456.15 | Each
12-MSKIT3 | BASIC MINI SPLIT KIT |  | 1165.65 | Each
12-POP3 | 3 AMP CONTROL BOARD | CIRCUIT BREAKER | 35.55 | Each
12-POP5 | 5 AMP CONTROL BOARD | CIRCUIT BREAKER | 35.55 | Each
12-RT11006 | DEBURING TOOL 1/8-1 1/2 |  | 68.5 | Each
12-RT12318 | TUBE EXPANDER KIT |  | 1540.05 | Each
12-RT21655 | TUBE DEBURING TOOL |  | 47.9 | Each
12-RT21660 | DEBURRING TOOL |  | 49.25 | Each
12-RT22124 | TEE EXTRACTOR SET |  | 3307.55 | Each
12-RT24114 | TUBE BENDER SET |  | 1077.8 | Each
12-RT24504 | ROBEND |  | 3661.35 | Each
12-RT25131 | 5/16" STD TUBE BENDER |  | 267.35 | Each
12-RT25136 | 5/8" STD TUBE BENDER |  | 416.2 | Each
12-RT25140 | 1/4"STD TUBE BENDER |  | 203.95 | Each
12-RT25142 | 1/2" STD TUBE BENDER |  | 399.15 | Each
12-RT52000 | Pipe Shears - 1 5/8" |  | 251.55 | Each
12-RT52010 | PIPE SHEAR 1 1/2 |  | 335.8 | Each
12-RT52030 | 2" PVC CUTTER |  | 402.8 | Each
12-RT70007B | CUTTER WHEEL 2/PK |  | 48.85 | 2pk
12-RT70007X | ROTRAC REPL CUT WHEEL | 10/PK | 180.4 | 10pk
12-RT70015 | PIPE CUTTER 1/8 - 1-1/8 | MINI MAX | 87 | Each
12-RT70017D | REP CUT WHEEL 5/PK |  | 114.55 | 5pk
12-RT70020 | PIPE CUTTER 1/8 - 1-1/8 | ROTRAC | 110.85 | Each
12-RT70021 | PIPE CUTTER 1/4-1-5/8 | ROTRAC | 152.45 | Each
12-RT70027 | PIPE CUTTER 1/4-1-3/8 |  | 130.95 | Each
12-RT70029 | PIPE CUTTER 1/8 - 1-5/8 |  | 187.4 | Each
12-RT70030 | RATCHET TUBE SUTTER | 1/8" TO 2-5/8" | 314.3 | Each
12-RT70041 | Axel Screw/Pin |  | 26.1 | Each
12-RT70045 | STEEL PIPE CUTTER | 1/8" TO 2" | 579.05 | Each
12-RT70057D | REP CUT WHEEL FOR | RT70142 2/PK | 76.25 | 2pk
12-RT70401 | PIPE CUTTER 1/8 - 5/8 | MINI | 56.3 | Each
12-RT70402 | PIPE CUTTER 1/4-7/8 | MINI | 70 | Each
12-RT70558 | ROGRIP SELF ADJUST PLIER |  | 140.6 | Each
12-RT88802 | PIPE SLICE 3/4 7/8 OD |  | 150.35 | Each
12-RT88807 | PIPE SLICE 3/8 1/2 OD |  | 125.25 | Each
12-RT88808 | PIPE SLICE 5/8 3/4 OD |  | 136.75 | Each
12-RT88810 | PIPE SLICE 1/2 5/8 OD |  | 113.35 | Each
12-RT90614 | HAND TUBE BENDER |  | 468.25 | Each
12-RT222402 | FLARING TOOL 3/16-5/8" |  | 651.7 | Each
12-RT222601 | FLARING TOOL 1/8 TO 3/4" |  | 225.55 | Each
12-T2HKA | HEX KEY ADAPTOR |  | 31.35 | Each
12-T20095 | MULTI SWAGING TOOL | 1/4" TO 5/8" | 62.75 | Each
12-T20195 | FLARING TOOL 3/16 - 7/16 |  | 94.05 | Each
12-T20203 | 45 DEGREE FLARING TOOL | 5/8"-1 1/8" | 142.95 | Each
12-T20275 | 45 FLARE/SWAGE KIT |  | 236.7 | Each
12-T20351 | FIN STRAIGHTENER |  | 19.55 | Each
12-T20352 | FIN STRAIGHTENER S/S |  | 22.4 | Each
12-T20500 | FLARING TOOL 3/16-3/4OD |  | 114.65 | Each
12-T21000 | SWAGING TOOL MULTI SIZE | 3/16" THRU 7/8" | 189.5 | Each
12-T21002 | SWAGING TOOL 1/8 |  | 15.55 | Each
12-T21003 | SWAGING TOOL 3/16" |  | 17.6 | Each
12-T21004 | SWAGING TOOL 1/4 |  | 21.3 | Each
12-T21005 | SWAGING TOOL 5/16 |  | 23.5 | Each
12-T21006 | SWAGING TOOL 3/8 |  | 24.1 | Each
12-T21007 | SWAGING TOOL 7/16" |  | 24.75 | Each
12-T21008 | SWAGING TOOL 1/2" |  | 27.9 | Each
12-T21010 | SWAGING TOOL 5/8 |  | 35.9 | Each
12-T21012 | SWAGING TOOL 3/4 |  | 41.6 | Each
12-T21014 | SWAGING TOOL 7/8 |  | 59.55 | Each
12-T21018 | SWAGING TOOL 1-1/8" |  | 94.2 | Each
12-T21124U | AC&R. RATCHET WRENCH |  | 32.9 | Each
12-T21125U | AC&R. RATCHET WRENCH | 3/8" AND 1/2" SQUARE END | 86.5 | Each
12-T21126U | AC&R. RATCHET WRENCH | 1/2" 3/16" & 3/8" 5/16" | 39.85 | Each
12-T21127U | AC&R. RATCHET WRENCH | 1/4" 3/16" & 3/8" 5/16" | 41.95 | Each
12-T21294 | PINCH OFF TOOL |  | 57 | Each
12-T21295 | SNAP RING PLIERS | INCLUDES ONE 33112RK | 87.4 | Each
12-T21655 | TUBE DEBURRING TOOL | DEBURRING TOOL | 47.9 | Each
12-T30251 | TRANSFER OIL PUMP |  | 363.45 | Each
12-T30600 | RATCHETING FLARING TOOL | OD: 3/16 1/4 5/16 3/8 | 352.05 | Each
12-T30600-G | METAL FLARE SIZE GAUGE |  | 69.9 | Each
12-TRQ1080 | TORQUE WRENCH KIT | 7.375-59.004 POUND-FEET | 416.9 | Each
13-536-10 | MEDIUM DUTY - 10LB | COLOURED BALBRIGGAN | 39.75 | Each
13-536-25 | MEDIUM DUTY 25LB | COLOURED BALBRIGGAN/POLO | 82.15 | Each
13-538-10 | LIGHT/MED. DUTY 10LBS | COTTON BLEND | 47.95 | Each
13-538-25 | LIGHT/MED. DUTY 25LB | COTTON BLEND | 45.45 | Each
13-546-5 | HEAVY DUTY-5LBS | FLEECE/SWEATSHIRT | 15.95 | Each
13-546-10 | HEAVY DUTY - 10LBS | FLEECE/SWEATSHIRT | 33.4 | Each
13-546-25 | HEAVY DUTY - 25LB | COLOUR FLEECE/SWEATSHIRT | 72 | Each
14-3BM6-120 | 3"DIAL THERM. 20-0-120F/ |  | 97.35 | Each
14-3BM6-130 | 3"DIAL THERM. 30-130F/C |  | 91.55 | Each
14-3BM6-250 | 3"DIAL THERM. 0-250F/C |  | 91.55 | Each
14-3BM6-1000 | 3"DIA,200 TO 1000 DEG6' | ANGLEDSTEM,BIMETAL | 100.4 | Each
14-3BM9-10 | DUCT THERMOMETER | -10C TO 40C | 94.3 | Each
14-3BM9-40 | DUCT THERMOMETER | -40C TO 40C | 94.3 | Each
143BMS121000 | 3" DIAL 200-1000 TEMP |  | 175.9 | Each
14-3RBM9-550 | BI METAL THERMOMETER | 3' GAUGE 9'STEM | 142.95 | Each
14-3RBMS1250 | BI METAL THERMOMETER | 3" GAUGE 12" STEM | 234.2 | Each
14-3VBM4-800 | BI METAL THERMOMETER |  | 272.25 | Each
14-4CTA-015 | 4 1/2"HVAC GAUGE- ALUM. |  | 79.1 | Each
14-4CTA-030 | 4-1/2" HVAC GAUGE - ALUM |  | 79.1 | Each
14-4CTA-060 | 4-1/2" HVAC GAUGE - ALUM |  | 79.1 | Each
14-4CTA-100 | 4-1/2" HVAC GAUGE - ALUM |  | 79.1 | Each
14-4CTA-160 | 4-1/2" HVAC GAUGE - ALUM |  | 79.1 | Each
14-4CTA-200 | 4-1/2" HVAC GAUGE - ALUM |  | 79.1 | Each
14-4CTA-200-4L | 4-1/2" DIAL GAUGE W/ 1/4 | NPT LOWER | 79.1 | Each
14-4CTA-300 | 4-1/2" HVAC GAUGE - ALUM |  | 79.1 | Each
14-4CTA-600-4L | 4-1/2" DIAL GAUGE W/ 1/4 | NPT LOWER | 79.1 | Each
14-4CTA-V30 | 4-1/2" HVAC GAUGE - ALUM |  | 79.1 | Each
14-4CTA-V60 | 4-1/2" HVAC GAUGE - ALUM |  | 79.1 | Each
14-4CTA-VAC | 4-1/2" HVAC GAUGE - ALUM |  | 79.1 | Each
14-4CTS-015 | 4-1/2" HVAC GAUGE - STEE |  | 54.75 | Each
14-4CTS-030 | 4-1/2" HVAC GAUGE - STEE |  | 54.75 | Each
14-4CTS-060 | 4-1/2" HVAC GAUGE - STEE |  | 54.75 | Each
14-4CTS-100 | 4-1/2" HVAC GAUGE - STEE |  | 54.75 | Each
14-4CTS-160 | 4-1/2" HVAC GAUGE - STEE |  | 54.75 | Each
14-4CTS-200 | 4-1/2" HVAC GAUGE - STEE |  | 54.75 | Each
14-4CTS-300 | 4-1/2" HVAC GAUGE - STEE |  | 54.75 | Each
14-4CTS-V30 | 4-1/2" HVAC GAUGE - STEE |  | 54.75 | Each
14-4CTS-V60 | 4-1/2" HVAC GAUGE - STEE |  | 54.75 | Each
14-4CTS-VAC | 4-1/2" HVAC GAUGE - STEE |  | 54.75 | Each
14-4MG-150 | 4-1/2"GAU./30/0/150/FNAO |  | 328.5 | Each
14-4MG-300 | 4-1/2"GAU./30/0/300/FNAO |  | 328.5 | Each
14-4RG-150 | 4-1/2"GAUGE - 30/0/150PS |  | 206.85 | Each
14-4RG-300 | 4-1/2"GAUGE - 30/0/300PS |  | 206.85 | Each
14-5BMS25 | STR.BI-METAL THER.-50+50 |  | 235.45 | Each
14-5RBM4 | BI METAL THERMOMETER |  | 175.45 | Each
14-5RBMS4 | STR.BI-METAL THER.-50+50 |  | 263.1 | Each
14-5VBM6 | -80 TO 120 VARI ANGLE |  | 293.5 | Each
14-5VBM12 | THERMOMETER |  | 298.1 | Each
14-5VBM25-120 | 5" DIAL THERMOMETER | 0-120F 2-1/2 STEM LEN | 293.5 | Each
14-5VBM25-250 | THERMOMETERS 0-250F | 2-1/2 STEM LENGTH | 293.5 | Each
145VBM30130 | 5" DIAL 30-130 4"STEM |  | 366.9 | Each
145VBM430130 | 5"DIAL 30-130 4"STEM PLA |  | 366.9 | Each
14-9VD-120 | 9"VARI ANGLE DUCT 0/120F |  | 164.25 | Each
14-9VD-120F-ONLY | 9"VARI ANGLE DUCT 0/120F | FARENHEIGHT ONLY | 164.25 | Each
14-9VD-160 | 9"VARI ANGLE DUCT 0/160F |  | 164.25 | Each
14-9VD-180 | 9"VARI ANGLE DUCT30/180F |  | 164.25 | Each
14-9VU6-110 | 9" VARI 6" STEM 40-0-110 |  | 121.7 | Each
14-9VU6-110F-ONLY | 9" VARI 6" STEM 40-0-110 | FARENHEIGHT ONLY | 121.7 | Each
14-9VU6-120 | 9" VARI 6" STEM 0-120 |  | 121.7 | Each
14-9VU6-180 | 9"VARI 6"STEM 0-160 |  | 121.7 | Each
14-9VU6-240 | 9" VARI 6" STEM -30-240 |  | 121.7 | Each
14-9VU6-240F-ONLY | 9" VARI 6" STEM -30-240 | FARENHEIGHT ONLY | 121.7 | Each
14-9VU-110 | 9"VARI ANGLE 40/0/110 FC |  | 111.05 | Each
14-9VU-160 | 9"VARI ANGLE 0/160 FC |  | 111.05 | Each
14-9VU-180 | 9"VARI ANGLE 30/180 FC |  | 111.05 | Each
14-9VU-240 | 9"VARI ANGLE 30/240 FC |  | 111.05 | Each
14-9VU-300 | 9"VARI ANGLE 30/300 FC |  | 111.05 | Each
14-015-0058-01 | 5 VA TRANS 230/12 VAC |  | 28.6 | Each
14-015-0229-01 | PROBE FOR 24 DT-L4FI |  | 49.3 | Each
14-18NB-NTC-1.5M | 1.8" NICKEL BRASS THERM | PROBE-BLACK | 39.05 | Each
14-18NB-NTC-2.5MFC | 2.5 METER PROBE FLAG | CONNECTORS | 44.65 | Each
14-18NB-NTC-4.5M | 4.5 METER PROBE |  | 44.65 | Each
14-18NB-PTC-05FT | 1.8" NICKEL BRASS THERM | PROBE-WHITE | 61.35 | Each
14-019-0001 | 1/4" NPT COMPRESSION | FITTING | 7.3 | Each
14-019-0002 | 1/2" NPT COMPRESSION | FITTING | 24.35 | Each
14-019-0003-01 | COMPRESSION FITTINGS |  | 7.3 | Each
14-20BB-060 | 2"BACK FLANGE 40/0/60 FC |  | 86.4 | Each
14-20BB-110 | 2"BACK FLANGE 40/0/110 F |  | 86.4 | Each
14-20BB-240 | 2"BACK FLANGE 40/240 FC |  | 86.4 | Each
14-20DT-F | 2"FRONT FLANGE |  | 182.5 | Each
14-20DT-F-0C1-N6U-30 | DIGITAL THERMOMETER 120V | W/ 30' SENSOR | 328.5 | Each
14-20DT-F0F1 | 2"FRONT FLANGE DIGITAL |  | 182.5 | Each
14-20DT-F-0F1-30 | DIGITAL THERMOMETER W/ | 30' SENSOR | 328.5 | Each
14-20DT-F0F1-35 | 35' FOOT LEAD |  | 358.9 | Each
14-20DT-F-4C1-N6U-30 | DIGITAL THERMOMETER 120V | W/ 30' SENSOR | 328.5 | Each
14-20DT-F-15 | 2"FRONT FLANGE-15 SENSOR |  | 237.25 | Each
14-20DT-F-20 | 2"FRONT FLANGE-20'SENSOR |  | 267.65 | Each
14-20DT-F-CELCIUS | 2"FRONT FLANGE CELCIUS |  | 182.5 | Each
14-20DT-U | 2" U-CLAMP |  | 182.5 | Each
14-20FB-060 | 2"FRONT FLANGE 40/0/60 F |  | 65.4 | Each
14-20FB-110 | 2"FRONT FLANGE 40/0/110F |  | 82.75 | Each
14-20FB-240 | 2"FRONT FLANGE 40/240 FC |  | 79.4 | Each
14-20FB-260 | 2"FRONT FLANGE 40/0/60 F |  | 177.35 | Each
14-20FB-960 | 2"FRONT FLANGE 40/0/60 F | 9" CAPILLARY | 79.4 | Each
1420FB35211 | 2" 40-260 THERM w/20'CAP |  | 632.1 | Each
14-20FL-240 | 2"FRONT FLANGE 40/240 FC |  | 79.4 | Each
14-20HL-060 | 2"HANGING 40/0/60 FC |  | 65.4 | Each
14-20HL-240 | 2" HANGING 40/240 FC |  | 86.4 | Each
14-20SD-BS | 2" BACK FLANGE |  | 109.5 | Each
14-20SD-FS | 2" F/FLANGE DEGRESS F |  | 109.5 | Each
14-20SD-FSC | 2" FRONT FLANGE CELSIUS |  | 109.5 | Each
14-20SD-HL | 2" HANGING |  | 109.5 | Each
14-20UB-060 | 2"U-CLAMP 40/0/60 FC |  | 95.2 | Each
14-20UB-220 | 2"U-CLAMP 100/200 FC DIS |  | 101.9 | Each
14-20UB-240 | 2"U-CLAMP 40/240 FC |  | 88.85 | Each
14-24DT-0-0-C-1 | DIGITAL THERMOMETER | DISPLAY | 182.5 | Each
14-24DT-0-0-F-0 | DIGITAL THERMOMETER | DISPLAY 12" LENGTH | 219 | Each
14-24DT-0-4-C-1 | DIGITAL THERMOMETER | DISPLAY | 182.5 | Each
14-24DT-0-4F0 | DIGITAL THERMOMETER | DISPLAY | 182.5 | Each
14-24DT-L-4C0 | 110V LED DIG THERMOMETER | & LIGHT SWITCH -40/110C | 206.85 | Each
14-24DTL4C1 | THERMOMETER |  | 206.85 | Each
14-24DT-L-4C1-N6U-06FT | THERMOMETER AND SWITCH |  | 206.85 | Each
14-24DT-L4F1 | THERMOMETER AND SWITCH |  | 206.85 | Each
14-24DT-L-5F1-N6U-1.5M | 24DT LT SWT PLATE DegF | 230VAC N6U 1.5 M (5 Ft) | 206.85 | Each
14-25BB-110 | 2 1/2" REMOTE THERMOMETE | B-FLNG -40TO110 C&F 48"C | 101.9 | Each
14-25FB-060 | 2-1/2" FR. FL.40/0/60 FC |  | 72.4 | Each
14-25FB-110 | 2-1/2"FR.FL.40/0/110 FC |  | 87 | Each
14-25FB-240 | 2-1/2"FR.FL.40/240 FC |  | 90.35 | Each
14-25HBM | 2"DIAL -20/80FC NSF THER |  | 16.75 | Each
14-25HL-060 | 2-1/2"HANGING 40/0/60 FC |  | 72.4 | Each
14-25NVBR | NEEDLE VALVE 1/4"X1/4" |  | 18.9 | Each
14-25PB-060 | 2-1/2"NO FLANGE 40/0/60F |  | 87 | Each
14-25SD-70C | 1"X4" HORIZONTAL CELCIUS |  | 80.6 | Each
14-25SD-160 | 1"X4" HORIZONTAL |  | 80.6 | Each
14-25SDW-160 | 1"X4" HORIZONTAL SOLAR | WHITE CASE -40F to 160F | 80.6 | Each
14-25UB3FTG5 | 2.5"U-CLAMP-40/0/60 F |  | 346 | Each
14-30DSS-NTC-1.5M | 3" STAINLESS STEEL TEMP | PROBE 1.5M LEAD | 45.4 | Each
14-30SS-NTC-1.5M | 3" STAINLESS STEEL THERM | PROBE-BLACK | 38.5 | Each
14-30SS-PTC-05FT | 3" STAINLESS STEEL THERM | PROBE-WHITE | 38.5 | Each
14-35BB-060 | 3-1/2"BACK FL.40/0/60 FC |  | 331.55 | Each
14-35BL-060 | 3-1/2"BACK FL.40/0/60 FC |  | 275.25 | Each
14-35BL-100 | 3-1/2"BACK FL.20/0/100 F |  | 275.25 | Each
14-35BL-110 | 3-1/2"BACK FL.40/0/110 F |  | 275.25 | Each
14-35BL-180 | 3-1/2"BACK FL.0/180 FC |  | 275.25 | Each
14-35BL-240 | 3-1/2"BACK FL.40/240 FC |  | 275.25 | Each
14-35BL24020 | 35 BL-240 w/20' CAP. |  | 596.15 | Each
14-35BLWERN | 30-300 THERM. SPECIAL |  | 390.85 | Each
14-35VA30231 | 0-150 DEG F W/3-1/2DIAL |  | 262.8 | Each
14-35ZL3-2290-05FT | 3.5" GUAGE 40-240FC |  | 399.25 | Each
14-35ZL35275 | 3.5"VAR.ANG-40/0/110 | F &C | 492.75 | Each
14-45BB-060 | 4-1/2"BACK FL.40/0/60 FC |  | 255.5 | Each
14-45BB-110 | 4-1/2"BACK FL.40/0/110FC |  | 276.8 | Each
14-45BB-240 | 4-1/2"BACK FL.40/240 FC |  | 276.8 | Each
14-45BB-260 | 4-1/2"B.FL.40/0/60FC 20F |  | 354.35 | Each
14-45BBS-060 | 4 1/2" BACK FL40/0/60 FC | STAINLESS CAP & BULB | 472.95 | Each
14-45BL-060 | 4-1/2"BACK FL.40/0/60 FC |  | 302.65 | Each
14-45BL-100 | 4-1/2"BACK FL.20/0/100 F |  | 302.65 | Each
14-45BL-110 | 4-1/2"BACK FL.40/0/110 F |  | 302.65 | Each
14-45BL-180 | 4-1/2"BACK FL.0/180 FC |  | 302.65 | Each
14-45BL-240 | 4-1/2"BACK FL.40/240 FC |  | 302.65 | Each
1445BL240-10 | 45BL-240-F&C-10'CAPILARY |  | 486.55 | Each
14-45BL-240-12 | 4-1/2"BACK FL.40/240 FC | 12' | 523.15 | Each
14-45RB-060 | 4-1/2"FR.FL.40/0/60 FC |  | 217.5 | Each
14-45RB-110 | 4-1/2"FR.FL.40/0/110 FC |  | 235.75 | Each
14-45RB-240 | 4-1/2"FR.FL.40-240 FC |  | 235.75 | Each
14-45RB-260 | 4-1/2"FR.FL.40/0/60FC20F |  | 336.1 | Each
14-56SD-230 | 14-56SD-230 56MM F/F |  | 100.4 | Each
14-72SD-F70C | 72MM FRONT FLANGE | CELCIUS | 94.3 | Each
14-72SD-F160 | 72MM FRONT FLANGE |  | 97.35 | Each
14-72SD-U160 | 72MM U-CLAMP |  | 97.35 | Each
14-201-3005 | PROBES, DIXELL PROBE | NTC LENGTH 1.5 MT | 65.5 | Each
14-315-0031-01 | XWA EXTERNAL BUZZER |  | 80 | Each
14-63010 | PUSH BUTTON PANIC | ALARM | 263.7 | Each
14-66322 | TRANSFORMER 120VAC 24VAC | 5VA | 52.35 | Each
14-66324 | RF ANTENNA |  | 91.65 | Each
14-66454 | PANIC SWITCH MOUNTED IN | WALL MOUNTED ENCLOUSER | 375.05 | Each
14-7010300 | PROBES |  | 19.2 | Each
14-AZ2700 | 30A OUTBOARD RELAY | 120V COIL | 64.8 | Each
14-B25-75BS | 1/2" WELL |  | 24.35 | Each
14-B35-50BS | BRASS THERMO WELL 1/2"NP |  | 146 | Each
14-B35-75-BS | 1/2" WELL |  | 36.5 | Each
14-BF3 | MNT.FLG. FOR 3VBM & 3RBM |  | 48.7 | Each
14-BF3-X2 | MNT.FLG.W/2"EXT.FOR 3VBM |  | 91.25 | Each
14-BP25L-NR | 1/4" BRASS NORDEL PLUGS |  | 21 | Each
14-CTP25R | TRIOMETER |  | 63.9 | Each
14-CTP25RX | TRIOMETER |  | 66.95 | Each
14-CTP40L | TRIOMETER |  | 111.05 | Each
14-CTP40RSX | TRIOMETER |  | 74.55 | Each
14-CX620-000N0 | KEYBOARD W/O BUZZER |  | 184.05 | Each
14-CX620-100N0 | KEYBOARD W BUZZER |  | 169.7 | Each
14-DB58 | DRUM THERMOMETER |  | 85.2 | Each
14-DG25C3LM035 | 0-35 IN. COMBINATION | WATER GAUGE | 85.2 | Each
14-DG25C-015-4L | DIAPHRAGM PRES. GAUGE | 0-15 0-9OZ WATER SCALE | 85.2 | Each
14-DG25P3 | PRES GAUGE 0-5 2-1/2" |  | 85.2 | Each
14-DG25P3-0-15WP | DIAPHRAGM PRES. GAUGE | 2.5" 1/4" NPT LM 0-15 PS | 85.2 | Each
14-DG25P3-1/4LM-0-60 | DIAPHRAGM PRES. GAUGE | 2.5" .25NPT LM 0-60"/H2O | 85.2 | Each
14-DG25P3LM03 | DIAPHRAGM PRES. GAUGE | 2.5" .25"NPT LM 0-3PSI | 85.2 | Each
14-DG25P3LM05 | PRES GUAGE 0-5 2-1/2" |  | 85.2 | Each
14-DG25P3LM010 | DIAPHRAGM PRES. GAUGE | 2.5" .25"NPT LM 0-10PSI | 85.2 | Each
14-DG25P3LM030 | DIAPHRAGM PRES. GAUGE | 2.5" .25NPT LM 0-30"/H2O | 85.2 | Each
14-DG25P-015-4L | DIAPHRAGM PRES. GAUGE | 2 1/2 NPT LM 0-15 PS | 85.2 | Each
14-DG25P-0304L | DIAPHRAGM PRES. GAUGE | 2 1/2 NPT LM 0-30 PSI | 85.2 | Each
14-DG25V3 | VAC GAUGE 0-30"2-1/2" |  | 85.2 | Each
14-DP-300 | DIGITAL THERM -40/300F |  | 48.7 | Each
14-DP-300A | RECT.DIGITAL THERM. |  | 51.75 | Each
14-DR58 | DRUM THERMOMETER |  | 85.2 | Each
14-DUGY3-060-4L-SG | LIGHT POWERED DIGITAL | PRESSURE GAUGE | 790.8 | Each
14-DUGY3-400-4L-SG | LIGHT POWERED DIGITAL | PRESSURE GAUGE | 790.8 | Each
14-DVBM4 | 4" X 1/2" NPT STEM |  | 200.75 | Each
14-DVBM6 | 6" X 1/2" NPT STEM |  | 200.75 | Each
14-DVBM25 | 2 1/2" X 1/2" NPT STEM |  | 200.75 | Each
14-DVD6 | 6" STEM FLANGE MOUNT |  | 200.75 | Each
14-DVD9 | 9" STEM FLANGE MOUNT |  | 225.1 | Each
14-DVU6 | DIGITAL VARI ANGLE |  | 164.25 | Each
14-DVU35 | DIGITAL VARI ANGLE |  | 146 | Each
14-DVUT35 | DIGITAL VARI ANGLE TRANS |  | 875.95 | Each
14-DWC30 | MED TEMP CONTROLLER 120V | OFF CYCLE DEF/ALARM | 432.8 | Each
14-DWC30-5 | MED TEMP CONTROLLER | OFF CYCLE DEF/ALARM 230V | 374.95 | Each
14-DWC30CX-ON1F1-12V | MED TEMP CONTROLLER | OFF CYCLE DEF/ALARM | 348.4 | Each
14-DWC60-5 | LOW TEMP CONTROLLER | DEF/FAN 230V | 463.1 | Each
14-DWC60C | LOW TEMP CONTROLLER | DEF/FAN (CELCIUS) | 436.55 | Each
14-DWCX70 | LOW TEMP CONTROLLER | DEF/FAN | 436.55 | Each
14-E35 | 3-1/2"THERMOWELL 3/4"NPT |  | 24.35 | Each
14-EN6 | 6" EXT SOCKET 3/4" NPT |  | 45.65 | Each
14-ER6 | 6" SOCKET 3/4" NPT |  | 42.6 | Each
14-ESS3550BS | 3-1/2" THERMOWELL 1/2"NP |  | 63.9 | Each
14-EXT/BUZ | EXTENSION BUZZER |  | 80 | Each
14-FA/CX | BRACKET ADAPTER | 10/PK | 143.05 | Each
14-GA16 | WEISS GAUGE ADAPTER W/ | 16" PROBE | 76.05 | Each
14-GA18 | WEISS GAUGE ADAPTER W/ | 18" PROBE | 48.7 | Each
14-GLYCERINE-1PT | GLYCERINE OIL 1 PINT |  | 42.6 | Each
14-HB120 | 4"THERM -40/120 FC - NSF |  | 5.5 | Each
14-HOTKEY | DOWNLOAD PROGRM SETTINGS |  | 66.95 | Each
14-HT-2096FB | BRASS THERMO/HYGRO |  | 89.6 | Each
14-HTP40L | TRIOMETER |  | 117.1 | Each
14-HTP40RSX | TRIOMETER |  | 74.55 | Each
14-HW5S2 | STR.HYDRONIC THERMOMETER |  | 48.7 | Each
14-HWBM25 | THERMOMETER |  | 42.6 | Each
14-HZ80 | -40/80 FC THERM. HORIZ. |  | 16.75 | Each
14-ICOOL900 | WIRELESS MODULE INDOOR | UNIT | 903.3 | Each
14-IDIAL1 | EMERGENCY PHONE DIALLER | W/ AZ2800 RELAY | 618.95 | Each
14-KA | 1/4" DIA. AIR/SURF PROBE |  | 58.7 | Each
14-KB | TYPE K BEAD PROBE |  | 56.85 | Each
14-KG | GENERAL PURPOSE PROBE |  | 95.9 | Each
14-KL | LONG PROBE C/W VELCRO |  | 95.9 | Each
14-KO | OVEN PROBE |  | 78.6 | Each
14-KP | PUNCTURE PROBE |  | 74.1 | Each
14-KS | SURFACE PROBE C/W VELCRO |  | 87.4 | Each
14-LC58 | ECON.THERMOMETER 40/0/23 | SENSOR 4 FEET | 45.65 | Each
14-LC-58C | THERMOMETER |  | 45.65 | Each
14-LF4-0-30 | 4-1/2 LF GAUGE 0-30-1/2L |  | 228.75 | Each
14LF4S1FF300 | PRES.GAUGE 0-300 PSI |  | 186.3 | Each
14LF4S2FF150 | PRES.GAUGE-30-0-150 PSI |  | 395.4 | Each
14-LF4UGY1-30-150 | 4 1/2 GAUGE | LIQUID FILLED | 354.35 | Each
14-LF4UGY1-150 | 4 1/2 GAUGE LIQUID | FILLED | 354.35 | Each
14-LF4UGY1-300 | 4 1/2 GAUGE | LIQUID FILLED | 354.35 | Each
14-LF4UGY1-600 | 4 1/2 GAUGE LIQUID | FILLED | 354.35 | Each
14-LF25-060 | 2 1/2 LFS1 FF 0-60 GA |  | 76.05 | Each
14-LF25-0100 | 2 1/2 LFS1 FF 0-100 | GAUGE | 76.05 | Each
14-LF25-0300 | 2-1/2 LFS1 FF 0-300 GA |  | 76.05 | Each
14-LF25-0600 | 2-1/2 LFS1 FF 0-600 GA |  | 76.05 | Each
14-LF25FFV150 | Liquid Fill - 30/150 PSI | &KPA Front Flange | 76.05 | Each
14-LF25LM150 | 2-1/2" LF LOWER MT. V-15 |  | 47.15 | Each
14-LF25LM160 | 2-1/2 LFS1 1/4LM 0-160 G |  | 47.15 | Each
14-LF25LM200 | 2-1/2 LFS1 1/4LM 0-200 G |  | 47.15 | Each
14-LF25LM300 | 2-1/2 LFS1 1/4LM 0-300 G |  | 47.15 | Each
14-LF25LM400 | 2-1/2 LFS1 1/4LM 0-400 G |  | 47.15 | Each
14-LF25LM600 | 2-1/2 LFS1 1/4LM 0-600 G |  | 47.15 | Each
14LF25LMV-60 | 2-1/2 LFS1 1/4LM 30-0-60 |  | 58.95 | Each
14LF25LMV100 | 2-1/2 LFS1 1/4LM 30-0-10 |  | 58.95 | Each
14LF25LMV150 | 2-1/2 LFS1 1/4LM 30-0-15 |  | 58.95 | Each
14-LF25LMV150 | 2-1/2 LFS1 -30 TO 150 | GAUGE LOWER MOUNT | 76.05 | Each
14-LF25LMV300 | 2-1/2 LFS1 -30-300 GAUGE | LOWER MOUNT | 76.05 | Each
14LF25S1U100 | 2.5"LF-S1U-BM-0-100 |  | 95.05 | Each
14LF25S1U400 | 2.5"LF-S1U-BM-0-400 |  | 95.05 | Each
14-LF25S2-BM | LIQ/FILLED 0/1000PSI |  | 120.15 | Each
14-LF25S2150 | AMMONIA GAUGE-30/0/150PS |  | 120.15 | Each
14-LF25S2300 | AMMONIA GAUGE-30/0/300PS |  | 120.15 | Each
14-LF25-V150 | 2-1/2 LFS1 FF VAC-150 GA |  | 76.05 | Each
14-LF25-V300 | 2-1/2 LFS1 FF VAC-300 GA |  | 76.05 | Each
14-LF251-030-4L | 0-30 PSI GLYCERIN | FILLED | 47.15 | Each
14-LF251-060-4L | 0-60 PSI GLYCERIN | FILLED | 47.15 | Each
14-LF251-150-4L | 0-150 PSI GLYCERIN | FILLED | 47.15 | Each
14-LF251-300-4L | 0-300 PSI GLYCERIN | FILLED | 47.15 | Each
14-LF251-600-4BF | 2.5" 0-600PSI/KPA LIQ. | 1/4 BACK, FRNT FLNG | 76.05 | Each
14-LF251-2000-4L | L.F WEISS MANOMETER | 2 1/2 0-2000 1/4 NPT | 47.15 | Each
14-LF251SV150-4B | L.F WEISS GAUGE LIQUID | FILLED 0-150 1/4" BACK | 47.15 | Each
14-LF251U-600-4B | L.F WEISS GAUGE UCLAMP | 2 1/2 0-600 1/4" BACK | 76.05 | Each
14-LF401V2004BFF | LIQ/FILLED 4"FF VAC | 200 GA | 247.9 | Each
14-LF441-V300-4L | 4" LIQUID FILLED GAUGE |  | 124.7 | Each
14-LF442-400-4L | 4 PRESSURE GAUGE LIQUID | FILLED | 270.7 | Each
14LF2530-100 | 2.5"LF-S1U-BM-30"-0-100 |  | 95.05 | Each
14-LFM-410H | R410 HI SIDE GAUGE | LIQUID FILLED | 69.35 | Each
14-LFM-410L | R410 LOW SIDE GAUGE | LIQUID FILLED | 69.35 | Each
14-LFM502H | L.F. HIGH SIDE GAUGE |  | 65.4 | Each
14-LFM502L | L.F. LOW SIDE GAUGE |  | 65.4 | Each
14-LFM507H | L.F. HIGH SIDE GAUGE |  | 65.4 | Each
14-LFM507L | L.F. LOW SIDE GAUGE |  | 65.4 | Each
14-MDS | MAGNETIC DOOR SWITCH / | XWA11V | 32.25 | Each
14-MG25-150 | 2-1/2"GAU.30/0/150 FNAOH |  | 63.9 | Each
14-MG25-300 | 2-1/2" GAUGE 30/0/300 |  | 63.9 | Each
14-MG35-150 | 3-1/2"GAU./30/0/150/FNAO |  | 77.6 | Each
14-MG35-300 | 3-1/2"GAU./30/0/300/FNAO |  | 77.6 | Each
14-NF4UGY1-015-4L | 0-15PSI -1/4"MPT BOT |  | 295.05 | Each
14-NF4UGY2 | 30"-0 PSIG-1/4"MPT BOT.M |  | 323.95 | Each
14-NF601-400-4L | LIQUID FILL GAUGES | 0-400 PSI | 310.25 | Each
14-NPC-10IA | INSERTION PROBE |  | 392.7 | Each
14-OUT-ANTENNA | OUTDOOR ANTENNA FOR | iCOOL900 | 105.95 | Each
14-PGB-1 | 4 1/2" INDUSTRIAL | PRESSURE GAUGE 0-300 PSI | 272.25 | Each
14-PLC120 | GLASS THERM 30/0/120F |  | 16.75 | Each
14-PLC220 | GLASS THERM 0/220F |  | 16.75 | Each
14-PP11 | PRESSURE TRANSDUCER LOW | SIDE | 449 | Each
14-PP30 | PRESSURE TRANSDUCER HIGH | SIDE | 449 | Each
14-PSN | BRASS SNUBBER |  | 21.3 | Each
14-PT100C | FAST RESPONCE PROBE |  | 11.2 | Each
14-PT125 | 1"DIAL THERM 25-125F |  | 16.75 | Each
14-PT180 | 1"DIAL THERM -40/180F |  | 16.75 | Each
14-PT220 | 1"DIAL THERM 0/220F |  | 16.75 | Each
14-RG25-120 | 2-1/2" LOW SIDE GAUGE |  | 35.3 | Each
14-RG25-500 | 2-1/2" HIGH SIDE GAUGE |  | 35.3 | Each
14-RG35-0300 | 3-1/2" GAUGE - 0/300 PSI |  | 109.5 | Each
14-RG35-0500 | 3-1/2" GAUGE - 0/500 PSI |  | 109.5 | Each
14-RG35-V150 | 3-1/2"GAUGE - 30/0/150PS |  | 109.5 | Each
14-RG35-V300 | 3-1/2"GAUGE - 30/0/300PS |  | 104.95 | Each
14-SF12-BS | SOCKET/ WELL | TL SERIES THERMOMETERS | 15.25 | Each
14-SY-14S | SYPHON LOOP |  | 19.8 | Each
14-T820 | KEY PAD |  | 327.95 | Each
14-TC-14 | T HANDLE VALVE |  | 21.3 | Each
14-TL5A2-110 | 5"GLASS THERM BACK ANGLE |  | 72.4 | Each
14-TL5A2-120 | 5"GLASS THERM BACK ANGLE |  | 72.4 | Each
14-TL5A2-180 | 5"GLASS THERM BACK ANGLE |  | 72.4 | Each
14-TL5A2-240 | 5"GLASS THERM BACK ANGLE |  | 72.4 | Each
14-TL5A2-400 | 5"GLASS THERM BACK ANGLE |  | 72.4 | Each
14-TL5S2-110 | 5"GLASS THERM STRAIGHT |  | 72.4 | Each
14-TL5S2-120 | 5"GLASS THERM STRAIGHT |  | 72.4 | Each
14-TL5S2-180 | 5"GLASS THERM STRAIGHT |  | 72.4 | Each
14-TL5S2-240 | 5"GLASS THERM STRAIGHT |  | 72.4 | Each
14-TL5S2-300 | 5"GLASS THERM STRAIGHT |  | 72.4 | Each
14-TL15-030 | 1-1/2"PRESSURE GAUGE 1/8 |  | 33.2 | Each
14-TL15-060 | 1-1/2" PRESSURE GAUGE | 1/8" NPT, 0 TO 60PSI | 33.2 | Each
14-TL15-160 | 1 1/2" PRESSURE GAUGE | 1/8" NPT, 0 TO 160PSI | 33.2 | Each
14-TL15B-030 | 1-1/2"PRESSURE GAUGE 1/8 | BACK CONNECTION | 39.55 | Each
14-TL15-VAC-8B | 1 1/2 -1/8 NPT BACK CONN | VAC GAUGE 30" | 39.55 | Each
14-TL20-015 | 2" PRESSURE GAUGE 1/4CON |  | 24.35 | Each
14-TL20-030 | 2" PRESSURE GAUGE 1/4CON |  | 24.35 | Each
14-TL20-060 | 2" PRESSURE GAUGE 1/4CON |  | 24.35 | Each
14-TL20-100 | 2" PRESSURE GAUGE 1/4CON |  | 24.35 | Each
14-TL20-160 | 2" PRESSURE GAUGE 1/4CON |  | 22.85 | Each
14-TL20-200 | 2" PRESSURE GAUGE 1/4CON |  | 24.35 | Each
14-TL20-300 | 2" PRESSURE GAUGE 1/4CON |  | 24.35 | Each
14-TL20-300-8B | TL20-300-8B WEISS GAUGE |  | 33.2 | Each
14-TL20-600-8B | TL20-600-8B WEISS GAUGE |  | 33.2 | Each
14-TL20-V30 | 2" PRESSURE GAUGE 1/4CON |  | 24.35 | Each
14-TL20-V60 | 2" PRESSURE GAUGE 1/4CON |  | 24.35 | Each
14-TL20-V100 | 2" PRESSURE GAUGE 1/4CON |  | 24.35 | Each
14-TL20-VAC | 2" PRESSURE GAUGE 1/4CON |  | 24.35 | Each
14-TL25-015 | 2-1/2"PRES. GAUGE-1/4"CO |  | 30.45 | Each
14-TL25-030 | 2-1/2"PRES. GAUGE-1/4"CO |  | 30.45 | Each
14-TL25-060 | 2-1/2"PRES. GAUGE-1/4"CO |  | 30.45 | Each
14-TL25-100 | 2-1/2"PRES. GAUGE-1/4"CO |  | 30.45 | Each
14-TL25-160 | 2-1/2"PRES.GAUGE-1/4"CON |  | 30.45 | Each
14-TL25-200 | 2-1/2"PRES. GAUGE-1/4"CO |  | 30.45 | Each
14-TL25-300 | 2-1/2"PRES. GAUGE-1/4"CO |  | 30.45 | Each
14-TL25-400 | 2-1/2"PRESS GAUGE 1/4"BA |  | 30.45 | Each
14-TL25-V30 | 2-1/2"PRES. GAUGE-1/4"CO |  | 30.45 | Each
14-TL25-V60 | 2-1/2"PRES. GAUGE-1/4"CO |  | 30.45 | Each
14-TL25-V150 | 2-1/2"PRES. GAUGE-1/4"CO |  | 30.45 | Each
14-TL25-VAC | 2-1/2"PRES. GAUGE-1/4"CO |  | 30.45 | Each
14-TL28-015 | 2" PRESSURE GAUGE 1/8CON |  | 24.35 | Each
14-TL28-030 | 2" PRESSURE GAUGE 1/8CON |  | 24.35 | Each
14-TL28-060 | 2"PRESSURE GAUGE 1/8CON. |  | 24.35 | Each
14-TL28-100 | 2" PRESSURE GAUGE 1/8CON |  | 24.35 | Each
14-TL28-160 | 2" PRESSURE GAUGE 1/8CON |  | 24.35 | Each
14-TL28-200 | 2" PRESSURE GAUGE 1/8CON |  | 24.35 | Each
14-TL28-300 | 2" PRESSURE GAUGE 1/8CON |  | 24.35 | Each
14-TL28-VAC | 2" PRESSURE GAUGE 1/8CON |  | 24.35 | Each
14-UH3 | UH3-75NPT-BRASS |  | 24.35 | Each
14-VGC810-0P000 | REMOTE DISPLAY |  | 898.25 | Each
14-W528-150-A-F2A | TRANSDUCER 150 PSI | 1/4" SAE | 152.15 | Each
14-W528-500-S-F2A | TRANSDUCER 500 PSI | 1/4" SAE | 152.15 | Each
14-XB570L-4N1F1X | 110V BLAST CHILLER |  | 1427.2 | Each
14-XC10CX-4P00G | DIGITAL LOW PRESSURE CTL | COMPRESSOR OUTPUT | 545.4 | Each
14-XC10CX-5P00G | DIGITAL LOW PRESSURE CTL |  | 730.45 | Each
14-XC10CX-230V | PRESSURE CONTROL NO | BUZZER | 387.25 | Each
14-XC30CX-4P004H-KIT | DIGITAL CONDENSING UNIT | CONTROL 2 FAN OUTPUTS | 629.45 | Each
14-XC30CX-4P004HU | CONTROL ONLY |  | 603.8 | Each
14-XC645CX-1C0F1 | RACK CONTROL DIGITAL SCR | COMPRESSORS AND FANS 24V | 1082.8 | Each
14-XC650C-1C02E | RACK CONTROL UP TO 5 | COMPRESSORS AND FANS 24V | 892.15 | Each
14-XC1015D-1F01F | RACK CONTROLLER 24V.4 | 20MA ANALOG | 2734.85 | Each
14-XEV22D-1P0F0 | STEPPER VALVE DRIVER | 24VFOR EXP VALVE | 642.1 | Each
14-XH10P | HUMIDITY SENSOR | 4-20 MA 30-90% | 412.65 | Each
14-XH20P | HUMIDITY SENSOR | 0-99% | 708.15 | Each
14-XH55P | DEW POINT CONTROL ANTI | SWEAT HEATER MGMT | 512.45 | Each
14-XH240L-200FO | HUMIDITY CONTROLLE |  | 601.75 | Each
14-XH260V200F0 | TEMP/HUMIDITY CONTROLLE | 24 VOLT | 920.55 | Each
14-XH260V201F0 | TEMP/HUMIDITY CONTROLLE | 24 VOLT CW BUZZER | 766.05 | Each
14-XJ3MI-900 | RF TRANSMITTER |  | 671.5 | Each
14-XJ485USB-KIT | WIZ MATE SOFTWARE |  | 503.2 | Each
14-XJ500 | SOFTWARE FOR XR570C |  | 4248.25 | Each
14-XJDL40D | DATA LOGGER KIT, ENC, | 4 PROBES, PLUG IN TRAN | 894 | Each
14-XJP60D-2F0N3 | MONITORING MODULE FOR 6 | TEMP PROBES 3 INPUTS | 566.65 | Each
14-XJR40D | RELAY MODULE 24V TRAN | FORMER AND ENCLOSURE | 587.6 | Each
14-XJRS485CX | TTL/RS485 ADAPTER FOR | XWEB | 72.5 | Each
14-XLR170-5N1C3 | DIXELL CONTROL |  | 1189 | Each
14-XR01CX-1N4L7 | DIXELL CONTROL 24 VDC | CELCIUS | 212.15 | Each
14-XR02CX-4N4FQ | REFRIGERATION CNTRL120V |  | 245.35 | Each
14-XR02CX-4N5FQ | REFRIGERATION CNTRL120V |  | 267.65 | Each
14-XR02CX-5N4FQ | REFRIGERATION CNTRL240V |  | 245.35 | Each
14-XR04CX-4N4FQU | XR04CX-4N4FQU | NTC R=8A+20A 110V | 267.65 | Each
14-XR06CX-4N4F7 | DIXELL DEFROST CONTROL |  | 312.25 | Each
14-XR06CX-4N5F7 | DIXELL DEFROST CONTROL |  | 316.4 | Each
14-XR10C-0P1F1 | REFRIGERATION CNTRL 12V | PTC PROBE 16A | 233.4 | Each
14-XR10C-4P1F1 | REFRIGERATION CNTRL115V | PTC PROBE 16A | 243.5 | Each
14-XR10C-5P1F1 | REFRIGERATION CNTRL230V | PTC PROBE 16A | 270.6 | Each
14-XR10CX-1N0C1 | DIXELL CONTROL 24 VDC |  | 401.5 | Each
14-XR20C-4N1C1 | REFRIGERATION CNTRL115V | NTC PROBE 16A CELCIUS | 270.6 | Each
14-XR20C-4N1F1-E | REFRIGERATION CNTRL115V | NTC PROBE 16A | 185.9 | Each
14-XR20C-4P1F1 | REFRIGERATION CNTRL115V | PTC PROBE 16A | 325.55 | Each
14-XR20CX-1N0C0 | DIXELL CONTROL 24 VDC | CELCIUS | 264.2 | Each
14-XR20CX-4N0C7 | REFRIGERATION CNTRL115V | NTC PROBE 16A | 264.2 | Each
14-XR20CX-4P0F7 | DIXELL DEFROST CONTROL | 120 PTC | 264.2 | Each
14-XR30C-4P1F1 | REFRIGERATION CNTRL115V |  | 309.35 | Each
14-XR30C-5N1F1 | REFRIGERATION CNTRL 23OV | NTC PROBE 16A | 325 | Each
14-XR30CX-4N1F7 | REFRIGERATION CNTRL 115V | NTC PROBE 16 AMP | 395.9 | Each
14-XR30CX-4P0F1 | DIGITAL CONTROLLER |  | 274.3 | Each
14-XR30CX-4P1F7 | REFRIGERATION CNTRL 115V | NTC PROBE 16 AMP | 259.95 | Each
14-XR40C-4N1F1 | REFRIGERATION CNTRL115V | NTC PROBE 16A | 264.2 | Each
14-XR40C-5N1F1 | REFRIGERATION CNTRL 230V | NTC PROBE 16 AMP | 264.2 | Each
14-XR40C-5P1F1 | REFRIGERATION CNTRL 230V | NTC PROBE 16 AMP | 325 | Each
14-XR40CX-4P0F7 | REFRIGERATION CNTRL115V |  | 293.7 | Each
14-XR60C-5N3F3 | REFRIGERATION CNTRL WITH | BUZZER | 360.6 | Each
14-XR60CX-4N0F7 | REFRIGERATION CNTRL115V |  | 429.35 | Each
14-XR60CX-4N1F1-UR | 120V UNIVERSAL CONTROL | 6 PRESET MAPS 2 PROBES | 454.05 | Each
14-XR60CX-5N0F8 | REFRIGERATION CNTRL230V | NTC PROBE 16A | 351.85 | Each
14-XR60CX-5N1F1-UR | 230V UNIVERSAL CONTROL | 6 PRESET MAPS 2 PROBES | 451.65 | Each
14-XR60CX-AN1F1-UR | 12/24V UNIVERSAL CONTROL | 6 PRESET MAPS 2 PROBES | 451.65 | Each
14-XR70CX-1N0F7 | DIXELL CONTROL |  | 360.85 | Each
14-XR70CX-4N0F3-HP | DIXELL CONTROL | HILL PHOENIX SPECIAL | 360.85 | Each
14-XR70CX-4N0F3 | DIXELL CONTROL |  | 485.1 | Each
14-XR70CX-4N0M3 | DIXELL CONTROL | 120V RTC | 360.85 | Each
14-XR70CX-4N1C8 | DIXELL CONTROL |  | 485.1 | Each
14-XR70CX-5N0C3-M | DIXELL CONTROL | 2 STAGE COOLING | 387.4 | Each
14-XR70CX-5N0F3 | DIXELL CONTROL | 2 STAGE COOLING | 518.6 | Each
14-XR72CX-4N0F3 | DIXELL CONTROL |  | 485.1 | Each
14-XR160C-0N0F1 | REFRIGERATION CNTRL 12V | NTC PROBE 16 AMP | 390.35 | Each
14-XR160C-0P0F1 | REFRIGERATION CNTRL 12V | PTC PROBE 16 AMP | 646.8 | Each
14-XR170C-0P0C1 | REFRIG CONTROL |  | 483.2 | Each
14-XR170C-0P0F1 | REFRIG CONTROL |  | 646.8 | Each
14-XR170C-1N0C3 | REFRIG CONTROL |  | 842 | Each
14-XR170D-5N0C1-230V | DIGITAL CONTROLLER FOR | MT & LT 230V | 541.4 | Each
14-XR570C-0N0C1 | REFRIGERATION CNTRL12V | NTC PROBE BUZZER CELCIUS | 598.75 | Each
14-XR570C-0N0F1 | DIXELL TEMP CONTROL |  | 424.15 | Each
14-XR570C-0P0C1 | DIXELL TEMP CONTROL |  | 499.15 | Each
14-XR570C-0P0F1 | DIXELL TEMP CONTROL |  | 802.95 | Each
14-XT11S-0010N | DIXELL CONTROLLER |  | 217.5 | Each
14-XT110C-0H0AU | HUMIDITY CNTRL 24V |  | 568.75 | Each
14-XT110C-4H0AU | HUMIDITY CNTRL 120V |  | 540.9 | Each
14-XT130C-5C0TU | 230V REFRIGERATION | CONTROL | 641.25 | Each
14-XT130D-5C0TU | 230V REFRIGERATION | CONTROL | 491.25 | Each
14-XW20LS-5N0CIN | DIXEL CONTROL |  | 408.3 | Each
14-XW60K-5N2C2-KIT | XW60K-230 VOLT |  | 825 | Each
14-XW60L-5N0C0N | DIXEL CONTROL |  | 444.75 | Each
14-XW60L5NC01-WG7RBNC500 | DIXEL CONTROL |  | 503.4 | Each
14-XW260L-5N0C5 | DIXEL CONTROL |  | 596.65 | Each
14-XW271K-5N0C0 | DIXEL CONTROL |  | 624.5 | Each
14-XWA11V-4N0F0 | ALARM & LIGHT MANAGER |  | 429.2 | Each
14-XWA11V-25-KIT | WALK-IN ALARM & LIGHT | MANAGER | 583.95 | Each
14-XWEB300D-2B000 | 6 ADDRESS GATEWAY-KIT | INC XWEB W/ENCLOSURE | 1888.9 | Each
14-XWEB500D-36 | WEBGATEWAY 36 ADDR KIT | 230/24 V TRANS | 3987.85 | Each
14-XWEB500D-100 | WEBGATEWAY 100 ADDR KIT | 230/24 V TRANS | 5023.35 | Each
14-XWEBBOXNW | ENCLOSURE FOR XWEB |  | 212.15 | Each
15-11175 | LACO Pipetite Stik 1-1/4 | 12/Case | 3.6 | Each
15-11509 | COOL GEL SPRAY 12/PK |  | 737.65 | 12pk
15-11511 | BLOC-IT HEAT ABSORBING | PASTE 10oz TUBE 12/PK | 496.1 | 12pk
15-12620 | GREZ-OFF 20 L PAIL |  | 420 | Each
15-12645 | GREZ-OFF 208L |  | 3560.3 | Each
15-12656 | GREZ-OFF 57L |  | 560.15 | Each
15-13532 | SPRAY NINE INDUSTRIAL | 1 EA 946 ML SPRAY BOTTLE | 23 | Each
15-26804 | SPRAY NINE 4 LTR 4/PK |  | 300 | 4pk
15-26832 | 946 ML SPRAY NINE 12/PK |  | 320 | 12pk
15-C10 | BREAK THRU OIL 12/PK |  | 428.1 | 12pk
15-C33 | SILICONE SPRAY 12/PK |  | 353.15 | 12pk
15-C34 | NLA WHITE LITHIUM GREASE | 12/PK | 338.1 | 12pk
15-C11550 | GARAGE FLOOR CLNR 22.7KG |  | 257.95 | Each
15-C12501 | GREZ-OFF 3.78 LTR |  | 99 | Each
15-C12532 | HEAVY DUTY GREZ-OFF | 12/PK | 410 | 12pk
15-C13504 | INDUSTRL CLNR 4L 4/PK |  | 350 | 4pk
15-C13520 | INDUSTRL CLNR 20L |  | 390 | Each
15-C13532 | INDUSTRL CLNR 946ML | 12/PK | 385 | 12pk
15-C13545 | INDUSTRL CLNR 208L |  | 3200 | Each
15-C15650 | BBQ GRL CLNR 6/PK | 650ML | 150 | 6pk
15-C23319 | GLASS/STEEL CLEANER | 12/PK | 313.85 | 12pk
15-C23320 | WINDOW CLNR CTR 20L |  | 84.8 | Each
15-C26822 | SPRAY NINE TRIGER SPRAY | 650 ML 6/PK | 150 | 6pk
15-C30832 | SPRAY NINE BOTTOM BOAT | CLEANER 12/CASE | 537.85 | 12pk
15-C33804 | 12 1/4 FLUX BRUSH |  | 8.85 | Each
15-C33804-B | 144 1/4 FLUX BRUSH IN BO |  | 81.65 | Each
15-C33808 | 10 1/2 FLUX BRUSH |  | 11.4 | Each
15-C33808-B | 144 1/2 FLUX BRUSH IN BO |  | 130 | Each
15-C33812 | 3 3/4 FLUX BRUSH |  | 20 | Each
15-C33812-B | 144 3/4 FLUX BRUSH IN BO |  | 111.45 | Each
15-C37845 | EMULSFY WASH 208L |  | 2118.7 | Each
15-C47832 | ORANGE LIGHTNING 946ML | 12/PK TRIGGER BOTTLE | 358.35 | 12pk
15-C97005 | PARTS CLEANER 20LITRE | PAIL | 255.15 | Each
15-CG000113 | 310ML SUPER PRO CAULKING | GUN | 18.55 | Each
15-CG000138 | 310ML POWER PRO CAULKING | GUN | 50.75 | Each
15-PS-25 | STEEL STRAPPING 3/4"X25' | ZINC COATED | 42.2 | Each
15-PS-50 | STEEL STRAPPING 3/4"X50' | ZINC COATED | 94 | Each
17-10SG | Sight Glass Repair Kit |  | 60.05 | Each
17-16C | Straight Kwik-Coupler | 45Deg Flare | 19.7 | Each
17-17C | 90Deg Elbow Kwik-Coupler | 45Deg Flare | 25.25 | Each
17-18C | Set of 16C & 17C |  | 43.65 | Each
17-21H | Premium R134A Auto High | Side Coupler 14mm Female | 59.85 | Each
17-21L | Premium R134A Auto Low | Side Couple 14mm Female | 59.85 | Each
17-93FB | 45-Double Flaring Tool | 3/16,1/4,5/16,3/8&1/2"OD | 79 | Each
17-93S04 | Swaging Punch | 1/4" OD | 7.05 | Each
17-93S05 | Swaging Punch | 5/16" OD | 7.55 | Each
17-93S06 | Swaging Punch | 3/8" OD | 7.55 | Each
17-93S08 | Swaging Punch | 1/2" OD | 10.9 | Each
17-93S12 | Swaging Punch | 3/4" OD | 16.35 | Each
17-93S14 | Swaging Punch | 7/8" OD | 18.25 | Each
17-95S | Swaging Punch 6in1: 3/16 | 1/4,5/16 3/8,1/2,5/8" OD | 22.9 | Each
17-102F04 | Spring Bender 1/4" OD |  | 5 | Each
17-102F05 | Spring Bender | 5/16" OD | 5.65 | Each
17-102F06 | Spring Bender | 3/8" OD | 6.5 | Each
17-102F08 | Spring Bender | 1/2" OD | 7.35 | Each
17-102F10 | Spring Bender | 5/8" OD | 9.1 | Each
17-102F12 | Spring Bender | 3/4" OD | 8.55 | Each
17-102F14 | Spring Bender | 7/8" OD | 8.9 | Each
17-105FF | Pinch Off Tool | 1/4,5/16,3/8,1/2" OD | 62.9 | Each
17-105FFSP | Pinch Off Tool 1/4, | 5/16,3/8,1/2" OD Skin Pk | 67.15 | Each
17-121-B-02 | BRASS PIPE FITTING | 1/8 PLUG | 4.1 | Each
17-121-B-04 | BRASS PIPE FITTING | 1/4" PLUG | 2.85 | Each
17-124C | 9/16&1/2" Hex Ratchet 3/ | 16&1/4"Sq Ratchet Wrench | 24.05 | Each
17-127C | 1/4, 3/8, 3/16 & 5/16" | Sq. Ratchet Wrench | 22.55 | Each
17-127CO | Sq. Racket, Sq. Drive, | Hex Drive, Offset Wrench | 19.25 | Each
17-140F06 | Test Plug | 3/8" OD | 16 | Each
17-140F12 | Test Plug | 3/4" OD | 20 | Each
17-140F18 | Test Plug | 1-1/8" OD | 34 | Each
17-142F | Test Plug Kit for | 1/2,5/8&7/8" OD Tubing | 57.55 | Each
17-163F | Spring Benders Set of 4 | 1/4", 3/8", 1/2", 5/8"OD | 21.05 | Each
17-174F | Tube Cutter, "IMP" | 3/8-1-1/8" OD | 25.8 | Each
17-174FSP | Tube Cutter, "IMP" | 3/8-1-1/8" OD Skin Pk | 56.35 | Each
17-175-EX | Tube XpandR Kit, 3/8",1/ | 2", 5/8",3/4" & 7/8" | 997.05 | Each
17-193S | Swaging Punch 4 Pc Kit | 1/4,3/8,1/2,5/8" OD | 50.85 | Each
17-193SSP | Swaging Punch 4 Pc Kit | Skin Pk | 48.55 | Each
17-195F7STDSKIT | 7 Pc Ratchet Wrench SAE | Kit w/ Pouch 3/8 to 3/4" | 228 | Each
17-195FC | 45Deg Flaring Tool | 3/16 - 5/8" OD | 67.55 | Each
17-195FCSP | 45Deg Flaring Tool | 3/16 - 5/8" OD Skin Pk | 163.65 | Each
17-195SA | Swaging Punch Kit | Flaring Bar & 4 Punches | 240.85 | Each
17-201F | Spring Benders Set of 8 | 1/4, 5/16 - 3/4, 7/8"OD | 50.75 | Each
17-206FB | Tube Cutter, Ratchet | Feed 3/8-2-5/8" OD | 108.35 | Each
17-206FBSP | Tube Cutter Ratchet Feed | 3/8-2-5/8"OD Skin Pk | 140 | Each
17-208F | Reamer & Deburring | Tool Inner/Outer | 38.95 | Each
17-208FSP | Reamer & Deburring | Tool Inner/Outer Skin Pk | 46.3 | Each
17-208FSS | Reamer, Deburring Tool | Inner/Outer Steel & S.S | 31.4 | Each
17-210F | Rotary Deburring Tool |  | 27.05 | Each
17-227FA | Tube Cutter, Junior | 1/8 - 3/4" OD | 77.35 | Each
17-270F18 | 1-1/8" OD Gear Type | Tube Bender | 808.3 | Each
17-275FS | 45Deg Flaring & Swaging | Kit 1/8" - 3/4" OD | 160.1 | Each
17-275FSC | 45Deg Flaring, Swaging & | Cutting Kit 275FS&TC1000 | 186.85 | Each
17-278FS03X04X06 | Swaging Adapter | 3/16", 1/4" & 3/8"OD | 32.75 | Each
17-300-FB | HI-Duty 45Deg Flaring | Tool | 90.35 | Each
17-307FP | Plastic Tube Shears | 1/16 - 1/2" OD | 220.3 | Each
17-312FC | Tube Cutter, Hi-Duty | 1/4 - 1-5/8" OD | 46.25 | Each
17-312FCSP | Tube Cutter, Hi-Duty | 1/4 - 1-5/8" OD Skin Pk | 86.25 | Each
17-327FP | Plastic Tube & Hose | Shears 1/8" - 13/16" OD | 162.75 | Each
17-364FHA08 | 5/8" OD Lever Tube | Bender | 214.6 | Each
17-364FHA10 | 5/8" OD Lever Tube | Bender | 113.85 | Each
17-364FHA12 | 3/4" OD Lever Tube | Bender | 106.95 | Each
17-364FHB04 | 1/4" OD Swivel Handle | Lever Bender | 137.9 | Each
17-364FHB05 | 5/16" OD Tube Bender |  | 150 | Each
17-364FHB06 | 3/8" OD Swivel Handle | Lever Tube Bender | 160 | Each
17-364FHB08 | 1/2" OD Swivel Handle | Lever Tube Bender | 316.3 | Each
17-367FH | Triple Head IMP Tube | Bender 1/8,3/16,1/4" OD | 56.7 | Each
17-368FH | Triple Head Tube Bender | 3/16,1/4,5/16,3/8" OD | 36.75 | Each
17-370FHC | Triple Head Tube Bender | 3/16,1/4,3/8,1/2" OD Pk | 105.3 | Each
17-375FS | 45Deg Flaring Kit for | 1/8 - 3/4" OD | 134.45 | Each
17-402FA | Kit 400F Flaring Tool & | 401FA Reaming Yoke | 965.1 | Each
17-406FA | Tube Cutter Ratchet Feed | 2 - 4-1/8" OD | 327.25 | Each
17-420RCKP | Gauge, Press, Hi, PSI | R134A, R22, R404A | 25.1 | Each
17-421C | 2Valve Brass Mnfd R22 | R404A,R410A,PSI 3-60Hose | 194.85 | Each
17-421CC | 2Valve Brass Mnfd R22 | R404A,R410A,PSI 3-60Hose | 206.2 | Each
17-422CB | R22, R404A, R410A SI | Blue/LoSide Gauge, DegF | 32 | Each
17-422CR | R22, R404A, R410A, PSI | Red/HiSide Gauge, DegF | 32 | Each
17-423CR | Pressure Gauge |  | 32 | Each
17-425CB | R12, R22, R502, PSI | Blue/LoSide Gauge, DegF | 32 | Each
17-451CB | R134a,R404A,R507 PSI | Blue/LoSide Gauge, DegF | 28.8 | Each
17-451CR | R134a,R404A,R507 PSI | Red/HiSide Gauge, DegF | 29.45 | Each
17-470FHC | Triple Head 180Deg | Tube Bender w/ Clam Pk | 82.5 | Each
17-500C | 2Valve Brass Mnfd R12 | R22,R502, PSI 3-60"hoses | 195.05 | Each
17-500FC | 45Deg Flaring Tool | 3/16 - 5/8" OD | 90.05 | Each
17-500FCSP | 45Deg Flaring Tool | 3/16 - 5/8" OD Skin Pk | 211.15 | Each
17-535C | 1/4" Female SAE Flare In | 1/4" Male SAE Flare Out | 51.85 | Each
17-537F | 37Deg Rol-Air Flaring | Tool 3/4" to 1-1/4"OD | 779.65 | Each
17-600F | Worm Gear Tube Bender | 1/4,5/16,1/2,5/8,3/4" OD | 3818.95 | Each
17-600R | Diaphragm Repl. Set Kit | all 600Series Manifold | 20.75 | Each
17-601RK | Repl. VAC&REF Knobs Stem | all 600Series Manifold | 15 | Each
17-602RK | Repl. HI&LO Knobs w/Stem | all 600Series Manifold | 15 | Each
17-700CV | Kit,Repair,Valve,Control |  | 28.75 | Each
17-800MBB | Blue 6" 1/4"SAE 45 F x | 1/4"SAE M Strait Fitting | 44.65 | Each
17-800MBR | Red 6" 1/4"SAE 45Deg F x | 1/4"SAE M Strait Fitting | 54.05 | Each
17-800MBS | Set of Three (B, R, Y) | 6" | 159.2 | Each
17-800MBY | Yellow 6" 1/4"SAE 45Deg | F x 1/4"SAE M Strait Fit | 53.8 | Each
17-800R | Repair Kit for 800 | Series Manifolds | 41.65 | Each
17-805MRS | Charging Hose | Set of 3 (B,Y,R) 60"(5') | 109.65 | Each
17-808MRB | Charging Hose, | PolarShield 96"(8') Blue | 50.95 | Each
17-808MRR | Charging Hose, | PolarShield 96"(8') Red | 46 | Each
17-808MRS | Chrg Hose PolarShield | Set of 3, 96" (8') | 138.5 | Each
17-844CS | 4-Valve Manifold R22, | R404A,R10A,PSI,4-60"HOSE | 349.75 | Each
17-844CSC | 4-Valve Manifold R22, | R404A, R10A, PSI Clam Pk | 379.8 | Each
17-846CS | 4Valve MFLD R22,R404A,R4 | 10 w/ Ball Valve ShutOff | 476.75 | Each
17-846CSC | 4Valve MFLD R22,R404A,R4 | 10 w/ Ball Valve ShutOff | 486.75 | Each
17-853MRS | Charging Hose, Set of 3 | B,Y,R 36", 1/4"x5/16"Con | 125.55 | Each
17-1003 | CAP-CHECK | Capillary Tube Cleaner | 468.45 | Each
17-1101 | CAP-CHECK | Chaser Kit | 178.4 | Each
17-1751 | Change Oil Pump |  | 243.65 | Each
17-1954STDSKIT | 4 Pc. Ratchet Wrench | Refrig. Kit w/ Pouch | 264 | Each
17-4501 | VAK-CHECK | DC Battery Power | 769.3 | Each
17-4510 | Sensor for All Models w/ | 0-50 Calibration Scale | 187.8 | Each
17-14571 | Super VAK-CHECK II | AC/DC Vacuum Gauge | 804.95 | Each
17-B704012Y | Eco-Brite Universal A/C | Dye 1/4oz. bottle 12CA | 28.6 | Each
17-B715006 | STAY-BRITE Multi-Purpose | Dye 1/4oz. bottle, 6/CA | 16.05 | Each
17-B715008 | STAY-BRITE 4-IN-1 Multi- | Purpose Dye 8oz 6/CA | 80.35 | Each
17-B720006 | STAY-BRITE Universal | Coolant Dye 1/4oz 6/CA | 80.65 | Each
17-BC103 | 2pc Set: BC101 & BC102 |  | 76.05 | Each
17-BS103 | Battery Cable Cutter |  | 49.15 | Each
17-GT-113 | 10" SOFT JAW PLIERS |  | 55.8 | Each
17-HP54 | Hose Pinch-Off Tool | 3/4"O.D. Capacity | 60 | Each
17-HP55 | Hose Pinch-Off Tool, | 1-1/4"O.D. Capacity | 79.65 | Each
17-HP56 | Hose Pinch-Off Tool, | 2-1/2"O.D. Capacity | 87.6 | Each
17-IE110 | Stripper/Cutter/Crimper | 5-in-1 Combo | 36.25 | Each
17-IE187 | 5 Station Micro Terminal | Crimper | 47.1 | Each
17-IR12QK | Qtr-Turn Pliers Kit 12pc | 0,45&90Deg. | 509.3 | Each
17-IR-38 | Std. Convertible Pliers | .038in | 26 | Each
17-IR-44K | Two Replaceable Tip | Pliers SAE Kit | 68 | Each
17-IR-47 | Std. Convertible Pliers | .047in | 27.5 | Each
17-IR-120H | RRP, Int |  | 111.05 | Each
17-IR-120S | Large External Pliers | .120in Dia, 0 Deg | 113.05 | Each
17-IR-120T | Tips, 1 Pair .120in 0Deg |  | 42 | Each
17-IR-124T | Tips, 1 Pair .120in | 45Deg | 47 | Each
17-IR-129T | Tips 1 Pair .120in 90Deg |  | 45 | Each
17-IR-150H | Extra Large Internal | Pliers | 319 | Each
17-IR-170S | Extra Large External | Pliers | 290 | Each
17-IR-230S | External Mini Pliers | .023"Dia 0 Deg Shielded | 42.05 | Each
17-IR-250H | RRP, Int |  | 37.55 | Each
17-IR-380H | Retaining Ring Plier |  | 37.05 | Each
17-IR-380S | External Pliers .038"Dia | 0Deg | 40 | Each
17-IR-900H | Internal Pliers .090"Dia | 0Deg | 60 | Each
17-IR-3845 | Std. Convertible Pliers | .038in | 26 | Each
17-IR-3890H | Internal Pliers .038" | Dia, 90Deg | 50 | Each
17-IR-3890S | External Pliers .038"Dia | 90Deg | 47.05 | Each
17-S26883 | Screw, Cutter Wheel |  | 2.85 | Each
17-S32633 | Cutter Wheel for IMP & | Junior Cutters | 28.9 | Each
17-S38600 | Flaring Cone |  | 15.35 | Each
17-S38767 | RP 275-FS/C/D 3 Hole | Bar Assy | 130 | Each
17-S66914 | Hook Screw |  | 10 | Each
17-S68481 | Spring Washer for 3/8, | 1/2,5/8,3/4&7/8" | 1.6 | Each
17-S74761 | Cutter Wheel | General Purpose 5/PK | 66.25 | Each
17-S74762 | Screw, Cutter Wheel | 5/PK | 14.5 | Each
17-S74833 | Cutter Wheel |  | 22.05 | Each
17-S74834 | Cutter Wheel Screw |  | 39.4 | Each
17-S75015 | Cutter Wheel | General Purpose 10pk | 127.15 | 10pk
17-S75046 | Cutter Wheel | SS & Hard Temper Tubing | 46.05 | Each
17-S76548 | Bonnet for | 600 Series Manifolds | 14.6 | Each
17-S76637 | Constrictor Roller Wheel |  | 8.1 | Each
17-S77507 | Lock Nut Tool |  | 1.9 | Each
17-S77511 | Screw, Cutter Wheel |  | 3.65 | Each
17-S8057201 | Hook |  | 26.15 | Each
17-S8057301 | Hook |  | 34.35 | Each
17-S8230301 | Set, Replacement Screw | On Type Lens for Gauges | 7.35 | Each
17-S8920263 | Coupler, Female O-Ring | Large 3/16" 10/PK | 3.9 | Each
17-S8921626 | BRASS CORE DEPRESSOR |  | 28.6 | Each
17-S10000519 | Hook Assembly for 600 | Series 4-Valve Manifold | 4.9 | Each
17-S10000539 | Replacement Gasket |  | 4.55 | Each
17-S10000697 | Closure Brkt/Hose Hanger | 600 Series 4-Valve Mnfd | 24.3 | Each
17-S10000908 | Hook |  | 12.9 | Each
17-S10000910 | Screw |  | 8.05 | Each
17-S16002045 | Replacement Pierce and | Brass Fitting | 21.9 | Each
17-TB52 | 15 Pocket Professional | Tool Bag w/ Strap | 42.05 | Each
17-TC1A | Kit 3 Cutter Wheels # | 75015, 1 SCREW #74762 | 30.8 | Each
17-TC1B | Kit 3 Cutter Wheels # | 75046, 1 SCREW #74762 | 37.35 | Each
17-TC1C | Kit 2 Cutter Wheels # | 32633, 1 SCREW #26883 | 18.3 | Each
17-TC1E | Kit 2 Cutter Wheels # | 74761, 1 Screw #206FB | 40.05 | Each
17-TC1000 | Tube Cutter, Hi-Duty | 1/8" to 1-1/8" OD | 39.35 | Each
17-TC1000SP | Tube Cutter, Hi-Duty | 1/8" - 1-1/8" OD Skin Pk | 38.6 | Each
17-TC1010 | Tube Cutter, Hi-Duty | 1/8" - 1-1/8" OD SS Tub | 46.5 | Each
17-TC1010SP | Tube Cutter Hi-Duty 1/8 | -1-1/8"OD SS Tub Skin Pk | 47.3 | Each
17-TC1020 | Tube Cutter, Constrictor | /Cutter 1/8" - 1-1/8" OD | 65.95 | Each
17-TC1020SP | Tube Cutter, Constrictor | Cutter 1/8-1-1/8"OD Pk | 71.7 | Each
17-TC1050 | Tube Cutter, "IMP" | 1/8"-5/8" OD | 27.15 | Each
17-TC1050RH | Tube Cutter Set | W/ Ratcheting Handle | 54.15 | Each
17-TC1050SP | Tube Cutter, "IMP" | 1/8"-5/8" OD Skin Pk | 27.65 | Each
17-TC2050SP | Tube Cutter, "IMP" | 3/16-7/8"OD Skin Pk | 42.25 | Each
17-TEBA01 | R410A Brass Adapter | 1/4" SAE X 5/16" F SAE | 16.65 | Each
17-TEBA0145 | 45DegR410A Brass Adapter | 1/4" SAE x 5/16" F SAE | 20.85 | Each
17-U7006 | HFC134a CHARG-CHECK | Charging Cylinder 80oz | 1025.8 | Each
IR-44K | Two Replaceable Tip | Pliers SAE Kit | 68 | Each
18-552 | TUBE MOUNTING CLIP 5/8" | 25/PK | 41 | 25pk
18-AEIC-1 | EVAPORATOR ICE CONTROL |  | 31.3 | Each
18-DT2-85 | AQUA STAT 85DEG 54" 2TER |  | 49.2 | Each
18-DT3-85 | AQUA STAT 85 DEG |  | 64.85 | Each
18-DTS-45 | DEFROST SWITCH |  | 21.9 | Each
18-DTS-50 | DEFROST SWITCH |  | 21.9 | Each
18-DTS-55 | DEFROST SWITCH |  | 21.9 | Each
18-DTS-60 | DEFROST SWITCH |  | 21.9 | Each
18-DTS-70 | DEFROST SWITCH |  | 21.9 | Each
18-DTS-90 | DEFROST SWITCH |  | 21.9 | Each
18-TCM-45 | TUBE MOUNT DEFROST | THERMOSTAT | 12.3 | Each
18-TCM-50 | TUBE MOUNT DEFROST | THERMOSTAT | 12.3 | Each
18-TCM-55 | TUBE MOUNT DEFROST | THERMOSTAT | 12.3 | Each
18-TCM-60 | TUBE MOUNT DEFROST | THERMOSTAT | 12.3 | Each
18-TCM-70 | TUBE MOUNT DEFROST | THERMOSTAT | 12.3 | Each
18-TCM-80 | TUBE MOUNT DEFROST | THERMOSTAT | 12.3 | Each
19-20601 | LOW AMBIENT CONTROL 50F |  | 25 | Each
19-AFS-90-2 | ADJUSTABLE FAN SWITCH |  | 12.3 | Each
19-AFS-140-2 | ADJUSTABLE FAN SWITCH |  | 12.3 | Each
19-ALS-135-2 | ADJUSTABLE LIMIT SWITCH |  | 12.3 | Each
19-ALS-135-4 | ADJUSTABLE LIMIT SWITCH |  | 12.3 | Each
19-ALS-175-4 | ADJUSTABLE LIMIT SWITCH |  | 12.3 | Each
19-ALS-210-4 | ADJUSTABLE LIMIT SWITCH |  | 12.3 | Each
19-FS2-110 | FS2-110-2 |  | 28.9 | Each
19-FS2-120 | FS2-120-2 |  | 28.9 | Each
19-FS2-130 | FS2-130-2 |  | 28.9 | Each
19-FS2-160 | FS2-160-2 |  | 28.9 | Each
19-FS2-250 | FS2-225-2.5 |  | 28.9 | Each
19-LS2-120 | LS2-120-2 |  | 22.35 | Each
19-LS2-135 | THERMOSTAT |  | 22.35 | Each
19-LS2-145 | THERMOSTAT |  | 22.35 | Each
19-LS2-150 | THERMOSTAT |  | 22.35 | Each
19-LS2-160 | THERMOSTAT |  | 22.35 | Each
19-LS2-180 | THERMOSTAT |  | 22.35 | Each
19-LS2-190 | THERMOSTAT |  | 22.35 | Each
19-LS2-200 | THERMOSTAT |  | 22.35 | Each
19-LS2-200F | LS2-200-4 |  | 22.35 | Each
19-LS2-240 | THERMOSTAT |  | 22.35 | Each
19-LS2-250 | THERMOSTAT |  | 22.35 | Each
19-LS2-275 | LS2-275-5 |  | 22.35 | Each
19-LS2-290 | THERMOSTAT |  | 22.35 | Each
19-LS2-320 | THERMOSTAT |  | 22.35 | Each
19-MLS-130 | MANUAL LIMIT SWITCH |  | 14.65 | Each
19-MLS-160 | MANUAL LIMIT SWITCH |  | 14.65 | Each
19-MLS-170 | MANUAL LIMIT SWITCH |  | 14.65 | Each
19-MLS-180 | MANUAL LIMIT SWITCH |  | 14.65 | Each
19-MLS-190 | MANUAL LIMIT SWITCH |  | 14.65 | Each
19-MLS-200 | MANUAL LIMIT SWITCH |  | 14.65 | Each
19-MLS-290 | MANUAL LIMIT SWITCH |  | 14.65 | Each
19-MLS-350 | MANUAL LIMIT SWITCH |  | 14.65 | Each
19-SF2-115 | 1/2" DISK FAN SWITCH |  | 5.9 | Each
24-ACH55 | CONDENSATION CONTROL | OVERFLOW ALARM LED KIT | 36.95 | Each
24-ACK | AIR CONDITIONER KIT |  | 167.3 | Each
24-ACS-8 | 8 PIN PLUG IN BASE |  | 35.1 | Each
24-ACS-11 | 11 PIN BASE |  | 39.25 | Each
24-CC750-115 | VARIiABLE FREQUENCY/ VOL | DRIVE SPEED CONTROL | 1096.2 | Each
24-CC750-230 | VARIABLE FREQUENCY/ VOL | DRIVE SPEED CONTROL | 1037.55 | Each
24-HMVR240A-2X1000 | TIMER |  | 50.4 | Each
24-ICM100 | 3 MIN FIXED DELAY ON | MAKE | 20.95 | Each
24-ICM100F | 3 MIN FIXED DELAY ON MAK | MAKE W/ 6" WIRE TERMINAL | 22 | Each
24-ICM101 | 5 MIN FIXED DELAY MAKE |  | 20.95 | Each
24-ICM102 | ADJ. DLY/MK 2 TO 600 SEC |  | 39.85 | Each
24-ICM103 | DELAY ON MAKE |  | 68.9 | Each
24-ICM104 | 20 AMP DELAY ON MAKE |  | 133.25 | Each
24-ICM105 | SUB 24-ICM102 | ADJ DL/MK 10MIN NO | 80.4 | Each
24-ICM151 | RANDOM START TIMER |  | 192.3 | Each
24-ICM172 | ELECTRIC HEAT FAN CTRL |  | 144.05 | Each
24-ICM175 | BYPASS TIMER |  | 54.05 | Each
24-ICM200 | 3 MIN FIXED DELAY BREAK |  | 64.65 | Each
24-ICM201 | 5 MIN FIXED DELAY BREAK |  | 89.7 | Each
24-ICM201F | DOB TIMER 5MIN ADJUST | W/ 6" WIRE TERMINAL | 89.7 | Each
24-ICM203 | ADJ DLY/BRK 2 TO 600 SEC |  | 46.75 | Each
24-ICM204 | 3 MIN FIXED DELAY BREAK |  | 110.7 | Each
24-ICM206 | ADJUSTABLE TIME DELAY |  | 75.1 | Each
24-ICM207 | ALL VOLTAGE 3 MIN FIXED |  | 27.5 | Each
24-ICM208 | ALL VOLTAGE 5 MIN FIXED |  | 27.5 | Each
24-ICM209 | ALL VOLTAGE 10MIN ADJ. |  | 27.5 | Each
24-ICM210 | RANDOMSTART 5 MIN FIXED |  | 32.5 | Each
24-ICM211 | ASC TIME DELAY 5 MIN FIX |  | 32.5 | Each
24-ICM220 | LOCK OUT RELAY |  | 85.2 | Each
24-ICM221 | LOCKOUR PROTECTION | 18-30 VAC, COMP. MODULE | 71.55 | Each
24-ICM253B | Fan Delay Timer 12-390 S | Adjustable Off Delay | 76.2 | Each
24-ICM255 | POST PURGE TIME DELAY |  | 69.4 | Each
24-ICM270 | DUAL FAN TIME DELAY (ADJ |  | 173.85 | Each
24-ICM271 | DUAL FAN TIME DELAY(FIXD |  | 207.3 | Each
24-ICM273 | TIME DELAY 60 SEC FIXED |  | 56.5 | Each
24-ICM274 | ASC AND ELECT HEAT OUTPU |  | 165.1 | Each
24-ICM275 | REPL. ROBERTSHAW 695-101 |  | 291.95 | Each
24-ICM277 | FAN CONTROL GOODMAN | B1370735S | 221.2 | Each
24-ICM280 | OEM REPLACEMENT, GOODMAN |  | 414.45 | Each
24-ICM281 | CARRIER CES0110057-02 |  | 459.25 | Each
24-ICM282A | OEM REPLACEMENT CARIIER | HK42FZ SERIES | 727.15 | Each
24-ICM282B | Furnace Control Module | Carrier OEM Replacement | 609 | Each
24-ICM283 | GAS IGNITION CONTROL |  | 499.8 | Each
24-ICM288 | FURNACE CONTROL BOARD |  | 500.3 | Each
24-ICM289 | LENNOX CONTROL BOARD |  | 449.5 | Each
24-ICM290A | SUB 24-ICM2918 | GAS IGNITION CONTROL | 406.3 | Each
24-ICM291 | FURNACE CONTROL MODULES |  | 694.15 | Each
24-ICM292 | FURNACE CONTROL MODULES |  | 516.85 | Each
24-ICM294 | JOHNSON GAS IGNITION | CONTROL | 361.45 | Each
24-ICM295 | CARRIER GAS IGNITION | CONTROL | 305.5 | Each
24-ICM296 | CARRIER GAS IGNITION | CONTROL | 532.25 | Each
24-ICM300 | DEFROST TIMER |  | 101.85 | Each
24-ICM302 | DEFROST TIMER 30/60/90MI |  | 301.2 | Each
24-ICM304 | DEFROST CONTROL 24VAC |  | 316.15 | Each
24-ICM305 | DUTY CYCLE CONTROL |  | 202.1 | Each
24-ICM306 | DUAL CYCLE 1 SECOND | INTERVALS 1-1023 SEC. | 185.6 | Each
24-ICM307 | DEFROST CONTROL |  | 156.9 | Each
24-ICM308 | FREEZE PROTECTION MODULE | FIXED: OFF 43F/ ON 45F | 42.5 | Each
24-ICM309 | FREEZE PROTECTION MODULE | FIXED: OFF 28F/ON 55F | 42.5 | Each
24-ICM310 | FREEZE PROTECTION MODULE | FIXED: OFF 44F/ ON 48F | 42.5 | Each
24-ICM317 | DEFROST CTRL 50/70/90MIN | W/ COMP OFF DELAY | 120.05 | Each
24-ICM319 | DEFROST TIMER 30/60/90MI |  | 226.4 | Each
24-ICM324 | DEFROST TIMER FOR | GIOETTI 305057 CONTROLS | 388.8 | Each
24-ICM325HM | HD.PRES CTRL-MITSU MODEL |  | 413.3 | Each
24-ICM325HNC-LF | HEAD PRESSURE CONTROL | 120/480 VOLT HEAT PUMP | 457.1 | Each
24-ICM325HNVC-LF | HEAD PRESSURE CONTROL | 120-600 VAC 70-100 PROBE | 477.4 | Each
24-ICM326HM | HD.PRES CTRL-MITSU MODEL |  | 393.8 | Each
24-ICM326HN | HEAD PRESSURE CONTROL | 120-240V | 450.2 | Each
24-ICM327HN | HEAD PRESS CNT 480V |  | 677.45 | Each
24-ICM330 | HEAD PRESSURE | WITH HEAT PUMP BYPASS | 850.1 | Each
24-ICM333 | HEAD PRESSURE 120V-600V |  | 504.5 | Each
24-ICM334 | 3 PHASE HEAD PRESSURE | CONTROL | 647.25 | Each
24-ICM342 | CONDENSATION CONTROL | 18-30 VAC SENSING CTRL | 57.5 | Each
24-ICM350 | 3 IN 1 REPLACEMENT | DEFROST BOARD | 379.8 | Each
24-ICM375 | TEMP PROBE 50-80F |  | 106.3 | Each
24-ICM376 | TEMP PROBE 70-100F |  | 248.2 | Each
24-ICM379 | PROBE ICM325H/326H/327H |  | 111.75 | Each
24-ICM380 | PRESSURE TRANSDUCER |  | 320.75 | Each
24-ICM381 | ICM336 & 337 TEMP PROBE |  | 64.3 | Each
24-ICM401A | 3 Phase Volt Monitor for | Loss/Reversal/Unbalance | 99.7 | Each
24-ICM402 | PHASE LOSS-REVERSAL CNTR |  | 156.75 | Each
24-ICM408 | 3PH LINE MONITOR |  | 345.1 | Each
24-ICM409 | 3PH LINE MONITORS |  | 396.3 | Each
24-ICM411 | PLUG IN MONITOR 360-430V |  | 231.3 | Each
24-ICM417 | PLUG IN MONITOR 400-480V |  | 285.25 | Each
24-ICM432 | 3 PHASE PROTECTION,LED | INDICATORS | 128.55 | Each
24-ICM441 | MOTOR PROTECTOR |  | 321.85 | Each
24-ICM450A | 3 Phase Monitor - Line | Voltage Motor Protection | 468.25 | Each
24-ICM450A-PLUS | 3 Phase Monitor - Line | Voltage Motor Protection | 484.95 | Each
24-ICM461 | 3 PHASE PROTECTION,LED | INDICATORS,PHASE REVERSE | 98.25 | Each
24-ICM462 | 3 PHASE PROTECTION,LED | INDICATORS,PHASE REVERSE | 141.2 | Each
24-ICM492 | DIGITAL SINGLE PHASE | MONITOR | 287.4 | Each
24-ICM493 | SINGLE PHASE LINE | MONITOR | 835.7 | Each
24-ICM500 | MULTIMODE SWITCH 24VAC |  | 289.65 | Each
24-ICM501 | MULTIMODE SWITCH 115VAC |  | 293.65 | Each
24-ICM501D | MULTIMODE SWITCH 115VAC | 11 PIN, DOUBLE POLE | 293.65 | Each
24-ICM502 | MULTIMODE SWITCH 230VAC |  | 297.15 | Each
24-ICM505 | MULTIMODE SWITCH 110VDC |  | 342.4 | Each
24-ICM517 | SURGE PROTECTOR 120/240 | C/W STEEL ENCLOSURE | 189.1 | Each
24-ICM518 | 120/240V Split Phase | Surge Protective Device | 236.7 | Each
24-ICM530 | 3 Phase Surge Protection | 240V Delta, 120/280V WYE | 442.95 | Each
24-ICM531 | 3 Phase Surge Protection | 480V Delta, 277/480V WYE | 453.5 | Each
24-ICM532 | 3-PHASE SURGE PROTECTIVE | DEVICE | 499.35 | Each
24-ICM533 | 3 Phase Surge Protection | Delta High Leg 120/240V | 508.4 | Each
24-ICM550 | Multi-Functional Defrost | Timer Repl. 010-0010B | 150 | Each
24-ICM550-ENC | DEFROST CONTROL W/ | WATERPROOF ENCLOSURE | 210 | Each
24-ICM600 | BUILT IN THERMOSTAT |  | 672.9 | Each
24-ICM601 | BUILT IN | THERMOSTAT | 461 | Each
24-ICM602 | SIMPLE LEAD LAG |  | 209.6 | Each
24-ICM700 | GROUND CURRENT MONITOR |  | 281.85 | Each
24-ICM711 | GE 2.3 ECM CONTROLLER | REPLACES: ECO/ECM-ACU-S1 | 216.2 | Each
24-ICM713 | ECM Head Pressure | Control | 120.45 | Each
24-ICM803 | RAPID START | 1/12-3HP | 99.45 | Each
24-ICM805 | RAPID START | 1/12 THRU 5 HP | 112.3 | Each
24-ICM810 | RAPID START | 3.5-10HP | 123.75 | Each
24-ICM850 | RAPID START |  | 57.7 | Each
24-ICM855 | RAPID START | UP TO 1.5 HP | 35.55 | Each
24-ICM856 | RAPID START | 2 THRU 5 HP | 46.75 | Each
24-ICM857 | 1/12 TO 1/5 HARD START | KIT | 52.3 | Each
24-ICM858 | 1/4 TO 1/3 HARD START | KIT | 56.75 | Each
24-ICM859 | 1/3 TO 1/2 HARD START | KIT | 66.35 | Each
24-ICM866U | HARD START KIT | 1/12 THRU 5 HP | 121.25 | Each
24-ICM870-16A | 16Amp Soft Start Control |  | 564.1 | Each
24-ICM1501 | OIL BURNER PRIMARY CTRL | SAFETY TIMING 15 SECONDS | 231.5 | Each
24-ICM1502 | OIL BURNER PRIMARY CTRL | SAFETY TIMING 30 SECONDS | 238.9 | Each
24-ICM1503 | OIL BURNER PRIMARY CTRL | SAFETY TIMING 45 SECONDS | 245.55 | Each
24-ICM1511 | OIL BURNER PRIMARY CTRL |  | 156.45 | Each
24-ICM2801 | FURNACE CONTROL MODULES |  | 524.9 | Each
24-ICM2804 | FURNACE CONTROL MODULES |  | 428.1 | Each
24-ICM2805A | NORDYNE KIT 903106 |  | 399 | Each
24-ICM2807 | 2 SPEED REPLACEMENT | FURNACE BOARD | 1016.55 | Each
24-ICM2808 | REPLACEMENT FURNACE | CONTROL BOARD | 296.1 | Each
24-ICM2810 | Furnace Control Module | Goodman OEM Replacement | 242.95 | Each
24-ICM2811 | Furnace Control Module | Goodman OEM Replacement | 209.75 | Each
24-ICM2812 | Furnace Control Module | Universal OEM Repl. | 256 | Each
24-ICM2812-KIT | Furnace Control Module | Universal OEM Repl. | 374.1 | Each
24-ICM2813 | Furnace Control Module | Lennox OEM Replacement | 364.15 | Each
24-ICM2901 | JCI G770RJA-1 |  | 456.65 | Each
24-ICM2902 | JCI G776RGD-14 |  | 457.9 | Each
24-ICM2904 | OEM Replacement Reznor | 257009 | 275.05 | Each
24-ICM2905 | OEM Replacement Reznor | 257010 | 275.05 | Each
24-ICM2906 | OEM Replacement Reznor | 195573 | 405.4 | Each
24-ICM2907 | OEM Replacement Reznor | 195265 | 405.4 | Each
24-ICM2918 | Universal Intermittent | Pilot Ignition Control | 493.1 | Each
24-ICM6100 | FAN COIL STAT AND FAN | SAFETY ALARM CIRCUIT | 448.4 | Each
24-ICM6201 | FAN & ELECTRIC HEAT | CONTROL 3 SPD LOW VOLT. | 234.35 | Each
24-ICM6202 | FAN CONTROL |  | 255.95 | Each
24-UMSR50 | RELAY |  | 76.35 | Each
25-90113 | 120V TO 24V DPDT FAN CEN |  | 88 | Each
25-90290 | RELAY SPST 24 VOLT |  | 17 | Each
25-90291 | RELAY SPST 120 VOLT |  | 17 | Each
25-90292 | RELAY SPST 240 VOLT |  | 17 | Each
25-90293 | AIR COND RELAY |  | 23 | Each
25-90294 | AIR COND RELAY |  | 24 | Each
25-90295 | AIR COND RELAY |  | 24 | Each
25-90340 | AIR COND RELAY |  | 17 | Each
25-90341 | AIR COND RELAY |  | 17.5 | Each
25-90342 | AIR COND RELAY |  | 17.5 | Each
25-90360 | AIR CONDITIONING RELAY |  | 12.75 | Each
25-90362 | RELAY SPST 120 VOLT |  | 12.85 | Each
25-90370 | AC RELAY 25AMPS AT 277V |  | 14.5 | Each
25-90372 | RELAY SPDT 120 VOLT |  | 15.5 | Each
25-90374 | RELAY SPDT 240 VOLT |  | 15.5 | Each
25-90380 | AIR CONDITIONING RELAY |  | 14.5 | Each
25-90382 | RELAY SPST 120 VOLT |  | 15 | Each
25-90384 | RELAY SPST 240 VOLT |  | 16 | Each
26-201 | BRAIDED HEATER 15 WATTS |  | 33 | Each
26-202 | BRAIDED HEATER 45 WATTS |  | 42 | Each
26-206 | BRAIDED HEATER 80 WATTS |  | 2.9 | Each
26-226 | FOIL HEATER 40 WATTS |  | 36.3 | Each
26-277 | RADIANT HEATER |  | 2.8 | Each
26-281 | FLEXIBLE BRAID |  | 45 | Each
26-282 | FLEXIBLE BRAID |  | 110 | Each
26-405 | TUBULAR ALUM HEATER |  | 59.85 | Each
26-412 | TUBULAR ALUM HEATER |  | 109.7 | Each
26-416 | HEATER |  | 21.25 | Each
29-30 | CONNECTOR-TWISTON 100/PK |  | 21.05 | 100p
29-33 | CONNECTOR TWISTON 100/PK |  | 27.15 | 100p
29-151-6 | SW P/B 2 POS MK SHORT NI |  | 8.9 | Each
29-152 | PILOT LIGHT 125V RED RSD |  | 16 | Each
29-152-1 | PILOT LIGHT 125V RED FLS |  | 18.5 | Each
29-152-2 | PILOT LIGHT 250V RED FLS |  | 12.15 | Each
29-152-3 | INDICATOR LIGHT 125V RED |  | 9.4 | Each
29-152-10 | NO LONGER AVAILABLE | PILOT LT. 24V RED FLUSH | 17 | Each
29-155-1 | PILOT LT 125V RED RECT |  | 10.1 | Each
29-155-2 | PILOT LT 250V RED RECT |  | 20.4 | Each
29-155-3 | PILOT LT 125V GREEN RECT |  | 29.95 | Each
29-156-1 | PILOT LT. 125V AMB RECT |  | 14.05 | Each
29-158-5 | APP SW 125V 15AMP WHITE |  | 27.6 | Each
29-158-6 | APP.SW 125V 15 AMP BLACK |  | 22.9 | Each
29-159-1 | M/R SW 125V 15 AMP BLACK | LIGHTED | 15 | Each
29-159-3 | M/R SW 125V 10 AMP BLACK |  | 11.65 | Each
29-159-5 | M/R SW 125V 10 AMP BLACK |  | 15.45 | Each
29-162 | MICRO SWITCH SPDT |  | 25.2 | Each
29-181 | PLUNGER SW. LT. NC SPST |  | 14.45 | Each
29-188-6 | SWITCH LIGHT |  | 24.05 | Each
29-188-10 | LIGHT SWITCH ROUND | PLUNGER SWITCH | 23 | Each
29-333 | CONNECTOR TWISTON 100/PK |  | 22.15 | 100p
29-335 | CONNECTOR TWISTON 100/PK |  | 34.65 | 100p
29-TS21 | TOG/SW 125V 15AMP DPST 2 |  | 27.55 | Each
29-TS22 | TOG/SW 125V 15AMP DPDT 2 |  | 25 | Each
29-TS102 | TOG/SW 125V 15AMP SPDT 3 |  | 32.25 | Each
29-TS202 | TOG/SW 125V 15AMP DPDT 3 |  | 51.5 | Each
29-TSH11 | TOG SW.125V 20AMP SPST 2 |  | 24.3 | Each
29-TSM12 | TOG SW.125V 15AMP SPDT 3 |  | 24.65 | Each
30-EM2X3121U | R290 COMPRESSOR | 115/60/1 1/4HP | 890 | Each
30-EM2X3125U | R290 1/4+ 115/60/1 LOW |  | 935 | Each
30-EM20HHR1 | 1/12 115/60/1 R134A |  | 388 | Each
30-EM45HHR | R134A REG.EFF.COMPRESSOR |  | 571.6 | Each
30-EM55HHR1 | EM55HHR R134a Compressor | 115/60/1 1/6HP | 600 | Each
30-EMC3121U1 | R290 Compressor 1/4HP | 115/60/1 Normal | 840 | Each
30-EMC3140U1 | R290 Compressor 1/2HP | 115/60/1 Normal | 1000 | Each
30-EMI30ER1 | EMI 30ER 115-127V/60Hz |  | 475.25 | Each
30-EMI40HNR | EMI40HNR R134a | COM[RESSPR 1/8HP 420LBP | 439 | Each
30-EMI45ER1 | EMI 45ER 115-127V/60Hz |  | 477.35 | Each
30-EMI45HER | R134A COMPRESSOR |  | 515 | Each
30-EMI55ER1 | EMI55ER 115-127V/60Hz |  | 589.65 | Each
30-EMI55HER | EMI 55HER 115-127V/60Hz |  | 563.5 | Each
30-EMI60HER | EMI60HER 115-127V/60Hz |  | 600 | Each
30-EMI70UER1 | R290 Compressor 1/5+HP | 115/60/1 High | 650 | Each
30-EMI90UEX1 | EMI90UEX1 R290 1/4+HP | 115/60/1 | 730 | Each
30-EMIS30HHR1 | R134A COMPRESSOR |  | 535 | Each
30-EMIS70HHR1 | EMIS70HHR 115-127V/60Hz |  | 650 | Each
30-FF7.5HBK | L/M/HBP 1/5 HP R134A |  | 655.25 | Each
30-FF8.5BK | R12 L/M/HBP 115V | 1/4HP | 657.3 | Each
30-FF8.5HBK | L/M/HBP 1/4HP R134A |  | 737.7 | Each
30-FF10BK1 | L/M/HBP 115V 1/4+ HP R12 |  | 606.7 | Each
30-FF10BX | FF 10BX 115V/60Hz |  | 575 | Each
30-FF10HBK1 | L/M/HBP 1/4+HP R134 |  | 575 | Each
30-FF10HBX | 1/4+HP HST C/W CAP R134A |  | 620 | Each
30-FF11.5BK1 | FF 11,5BK 115-127V/60Hz |  | 678.7 | Each
30-FFC60BK | L/M/HBP 115V 1/5 HP | R12 | 603.95 | Each
30-FFI10HBX | 1/3 HP HST C/W CAP R134A |  | 684.1 | Each
30-FFI12BX | HIGH START TORQUE R12 |  | 720.1 | Each
30-FFI12HBX | 1/3 HP HST C/W CAP R134A |  | 755.8 | Each
30-FFI12HBX2 | FFI12HBX 220V/60Hz |  | 646.5 | Each
30-FFU80HAX | R134a COMPRESSOR | 115/60/1 | 1079 | Each
30-FFU130UAX1 | R290 Compressor 1/3+HP | 115/60/1 High | 1013.35 | Each
30-NEU2155U1 | R290 Compressor 1/2HP | 115/60/1 High | 1074.3 | Each
30-NEU2168U1 | R290 3/4HP 115/60/1 | High | 1012.8 | Each
30-NEU2168U2 | R290 3/4HP 208-230/60/1 | High | 974.5 | Each
30-NEU6214U1 | R290 Compressor 3/4HP | 115/60/1 High | 1950 | Each
30-NT2180UV1 | R290 1HP 115/60/1 | HIGH | 980.65 | Each
30-NT2180UV2 | R290 1HP 208-230/60/1 | HIGH | 1001.1 | Each
117-7066 | Start Components for | SECOP Compressor | 115 | Each
117-7114 | SC18CLX.2 Run Capacitor | 23.5uF | 20 | Each
117-7441 | SC18CLX.2 Potential | Relay | 25 | Each
117U3212 | Motor Protector - SC |  | 8 | Each
117U5023 | Start Capacitor - 240uF |  | 20 | Each
117U5025 | NF5.5CLX Start Capacitor | - 280uF | 20 | Each
117U5042 | Start Capacitor |  | 28 | Each
117U5043 | Start Capacitor - 410uF |  | 20 | Each
117U6003 | Start Relay |  | 20 | Each
117U7020 | Relay for NLE11MN1 |  | 16.5 | Each
BD35F212 | Recip. R134A Compressor | 12/24V DC L/M/HBP | 768 | Each
BD35F510 | Recip. R134A Compressor | 12/24V DC & 100-240V AC | 700 | Each
BD50F212 | Recip. R134A Compressor | 12/24V DC L/M/HBP | 820 | Each
BD50F510 | Recip. R134A Compressor | 12/24V DC & 100-240V AC | 805 | Each
BD80F390 | Recip. R134A Compressor | 12/24V DC & 100-240V AC | 845 | Each
DLE4.8CN-1 | Secop R290 115V 60Hz Kit |  | 245 | Each
FF8.5GX-1 | Recip. R134A Compressor | 1/4HP 115/60/1 High | 250 | Each
FF10GX-1 | Recip. R134A Compressor | 1/8HP 115/60/1 High | 290 | Each
FR7.5G-2 | Recip. R134A Compressor | 1/10HP 220/240-50/60-1 | 370 | Each
FR7GH-2 | Recip. R134A Compressor | 1/4HP 220/240-50/60-1 | 370 | Each
FR8.5G-2 | Recip. R134A Compressor | 1/4HP 220/240-50/60-1 | 315 | Each
FR10G-2 | Recip. R134A Compressor | 1/10HP 220/240-50/60-1 | 370 | Each
NF5.5CLX-1 | Recip. R404A Compressor | 3/4HP 115/60/1 High | 405 | Each
NF5.5FX-1 | Recip. R134A Compressor | 1/4HP 115/60/1 High | 405 | Each
NF6.1FX.2-1 | Recip. R134A Compressor | 1/4HP 115/60/1 LBP/MBP | 310 | Each
NF7.3FX.2-1 | Recip. R134A Compressor | 1/4HP 115/60/1 High | 400 | Each
NF7CLX-1 | Recip. R404A Compressor | 1/2HP 115/60/1 High | 435 | Each
NF7FX-1 | Recip. R134A Compressor | 1/4HP 115/60/1 High | 350 | Each
NF9FX-1 | Recip. R134A Compressor | 1/3+HP 115/60/1 High | 320 | Each
NF9FX-2 | Recip. R134A Compressor | 1/3+HP 220V 50Hz | 320 | Each
NF10FX-1 | Recip. R134A Compressor | 1/4HP 115/60/1 High | 385 | Each
NF10FX-2 | Recip. R134A Compressor | 1/4HP 220/240-50/60-1 | 385 | Each
NF11FX-1 | Recip. R134A Compressor | 1/3HP 115/60/1 LBP/MBP | 445 | Each
NF11FX.2-1 | Recip. R134A Compressor | 1/3HP 115/60/1 High MBP | 360 | Each
NL6.1MF-2 | Recip. R134A Compressor | 1/3HP 220/240-60-1 MBP | 385 | Each
NLE10CN-1 | Secop R290 115V 60Hz Kit |  | 385 | Each
NLE11MN-1 | R290 Compressor 115-127V | 1Phase 60Hz MBP | 475 | Each
PL35G-2 | Recip. R134A Compressor | 220/240-50/60/-1 LST/HST | 355 | Each
SC10CL-1 | Recip. R404A Compressor | 1/2HP 115/60/1 High | 475 | Each
SC10CLX-2 | Recip. R404A Compressor | 1/2HP 220/240-50/60-1 | 480 | Each
SC10GH-2 | Recip. R134A Compressor | 1/2HP 220/240-50/60-1 | 500 | Each
SC12CLX.2-1 | R404A Compressor 1/2+HP | 115/1/60 2466 BTU | 470 | Each
SC12G-1 | Recip. R134A Compressor | 1/3+HP 115/60/1 High | 415 | Each
SC12MLX-1 | Recip. R404A Compressor | 1/2+HP 115/60/1 MBP | 540 | Each
SC12MLX-2 | Recip. R404A Compressor | 3/4HP 208/230-60-1 High | 540 | Each
SC15CLX.2-1 | Recip. R404A Compressor | 1/3HP 115/60/1 High | 500 | Each
SC15CLX.2-2 | Recip. R404A Compressor | 1/3HP 208/230-60-1 High | 500 | Each
SC15FT-2 | Recip. R134A Compressor | 1/2HP 220/250-50/60-1 | 565 | Each
SC15G-1 | Recip. R134A Compressor | 1/2+HP 115/60/1 | 445 | Each
SC15G-2 | Recip. R134A Compressor | 1/2+HP 220/240-1-50/60 | 445 | Each
SC15GH-2 | Recip. R134A Compressor | 3/4HP 220/240-50/60-1 | 470 | Each
SC15MLX.2-1 | Recip. R404A Compressor | 3/4HP 115/60/1 MBP | 565 | Each
SC15MLX.2-2 | Recip. R404A Compressor | 3/4HP 208/230-60-1 MBP | 565 | Each
SC18CLX.2-1 | Recip. R404A Compressor | 3/4HP 115/60/1 LBP | 580 | Each
SC18G-1 | Recip. R134A Compressor | 1/2+HP 115/60/1 High | 505 | Each
SC18MLX-1 | Recip. R404A Compressor | 1HP 115/60/1 MBP | 555 | Each
SC18MLX-2 | R404A Compressor 220V | 50Hz Kit CSCR | 555 | Each
SC21G-2 | Recip. R134A Compressor | 1/2HP 220/240-50/60-1 | 600 | Each
SCE18CNLX-1 | R290 Compressor 115V | 60Hz | 580 | Each
TF4CLX-1 | Recip. R404A Compressor | 3/4HP 115/60/1 High | 355 | Each
TFS4.5CLX-1 | Recip. R404A Compressor | 1/4HP 115/60/1 High LBP | 340 | Each
TFS4.5FT-1 | Recip. R134A Compressor | 1/4HP 115/60/1 Low/High | 250 | Each
TL2.5G-1 | Recip. R134A Compressor | 1/5HP 115/60/1 202BTU | 290 | Each
TL2.5G-2 | Recip. R134A Compressor | 1/5HP 220/240V 50/60Hz | 290 | Each
TL3F-1 | Recip. R134A Compressor | 1/10HP 115/60/1 Low | 310 | Each
TL3G-2 | Recip. R134A Compressor | 220/240-50/60-1 Low/High | 310 | Each
TL4.5CLX-2 | Recip. R404A Compressor | 1/4HP 220/240-60-1 | 300 | Each
TL4G-1 | Recip. R134A Compressor | 1/10HP 115/60/1 Low/High | 310 | Each
TL4G-2 | Recip. R134A Compressor | 1/10HP 220/240-50/60-1 | 310 | Each
TL5G-2 | Recip. R134A Compressor | 1/8HP 220/240V 50/60Hz | 275 | Each
31-UFF0025XZE-A11A | Bare Cond Unit R134A | 115-127V/60Hz L/MBP | 925 | Each
31-UFF0025XZE-A21A | Plus Cond Unit R134A | 115-127V/60Hz L/MBP | 1125 | Each
31-UFF0033XZE-A11A | Bare Cond Unit | R134A 115-127V/60Hz | 1035 | Each
31-UFF0033XZE-A21A | Plus Condensing Unit | R134A 115-127V/60Hz | 1240 | Each
31-UNE0025MGE-A21A | Plus Cond. Unit R404A | 115-127V/60Hz MBP | 1245 | Each
31-UNE0040MGE-A22A | Ultimate Cond. Unit | R404A 115-127V/60Hz MBP | 1625 | Each
31-UNE0045MZB-A22A | Ultimate Cond Unit R134A | 2/5HP 220V/50-60Hz MBP | 1550 | Each
31-UNE0050MZE-A21A | Plus Cond Unit R134A | 115-127V/60Hz MBP | 1505 | Each
31-UNE0060MGE-A21A | Plus Cond. Unit R404A | 115-127V/60Hz MBP | 1735 | Each
31-UNE0060MGE-A22A | Ultimate Cond. Unit | R404A 115-127V/60Hz MBP | 1905 | Each
31-UNE0075LGE-A21A | Plus Cond. Unit R404A | 115-127V/60Hz LBP | 1777 | Each
31-UNE0075LGE-A22A | Ultimate Cond. Unit | R404A 115-127V/60Hz LBP | 1950 | Each
31-UNJ2212GJ2 | UNJ2212GJ Roto 208-230V | 60Hz Condensing Unit | 2590 | Each
31-UNT0060MZD-A21A | Plus Cond. Unit R134A | 208-230V/60Hz MBP | 1635 | Each
31-UNT0060MZG-A21A | Plus Cond. Unit R134A | 115V/60Hz MBP | 1670 | Each
31-UNT0065MGG-A21A | Plus Cond. Unit R404A | 115V/60Hz MBP | 1830 | Each
31-UNT0075MGD-A21A | Plus Cond. Unit R404A | 208-230V/60Hz MBP | 2030 | Each
31-UNT0100LGD-A21A | Plus Cond. Unit R404A | 208-230V/60Hz LBP | 1970 | Each
31-UNT0100LGD-A22A | Ultimate Cond. Unit | R404A 208-230V/60Hz LBP | 2140 | Each
31-UNT0100MGD-A21A | Plus Cond. Unit R404A | 208-230V/60Hz MBP | 2120 | Each
31-UNT0100MGD-A22A | Ultimate Cond. Unit | R404A 208-230V/60Hz MBP | 2290 | Each
31-UNT0100MGD-A32A | Ultimate Compact Cond. | R404A 208-230V/60Hz MBP | 2460 | Each
31-UNT0100MGG-A21A | Plus Cond. Unit R404A | 115V/60Hz MBP | 2180 | Each
31-UNT0100MGG-A22A | Ultimate Cond. Unit | R404A 208-230V/60Hz MBP | 2355 | Each
31-UNT0100MGG-A32A | Ultimate Compact Cond. | R404A 115V/60Hz MBP | 2510 | Each
31-UNT0100MZG-A22A | Ultimate Cond. Unit | R134A 115V/60Hz MBP | 2435 | Each
31-UNT0125LGD-A21A | Plus Cond. Unit R404A | 208-230V/60Hz LBP | 2065 | Each
31-UNT0125LGD-A22A | Ultimate Cond. Unit | R404A 208-230V/60Hz LBP | 2240 | Each
31-UNT0125MGD-A32A | Ultimate Compact Cond. | R404A 208-230V/60Hz MBP | 2690 | Each
31-UNT2212GKV2 | UNT2212GKV 208-230V | 60Hz Condensing Unit | 2590 | Each
31-UNT6226GKV2 | 1HP 208-230V R404A | Condensing Unit | 1600 | Each
34-10244 | 96VA 120/240/277/480 | -24V | 98.2 | Each
34-20241 | 20VA 120/24V WIRE |  | 24.2 | Each
34-40240 | 40VA 240V/24V |  | 37 | Each
34-40240W | 40VA 240/24V | WIRE TERMINAL | 22.75 | Each
34-40241 | 40VA 120/24V | MULTI-SCREW | 36.75 | Each
34-40242 | 40VA 208/240/277/24V | MULTI-SCREW | 33.5 | Each
34-40243 | 40VA 120/240/24V | MULTI-SCREW | 40.05 | Each
34-40244 | 40VA 120/24V | LEG WIRE | 30.9 | Each
34-40245 | 40VA 120/240/24V | LEG WIRE | 30.75 | Each
34-48003 | 48VA 120/240/2.5/12/24V |  | 43.2 | Each
34-50243 | 50VA 120/240/24V | MULTI-WIRE | 43.95 | Each
34-50254 | 50VA 575 V/24V |  | 42.65 | Each
34-75241 | 75VA 120/24V |  | 59.45 | Each
34-75244 | 75VA 120/208/240/480/24V |  | 68.8 | Each
34-75254 | 75VA 120/208/240/575/24V |  | 68.25 | Each
35-21A250 | 21-25MFD 11038 START CAP | 1.44"DIA 220/250V ROUND | 5.05 | Each
35-21B330 | 21-25MFD 11055 START CAP | 1.44"DIA 330V ROUND | 6.2 | Each
35-25A125 | 25-30MFD 11003 START CAP | 1.44"DIA 110/125V ROUND | 3.75 | Each
35-25A250 | 25-30MFD 11039 START CAP | 1.44" 220/250V RND CASE A | 5.3 | Each
35-25B330 | 25-30MFD 11056 START CAP | 1.44"DIA 330V ROUND | 6.6 | Each
35-30A125 | 30-36MFD 11004 START CAP | 1.44" 110/125V RND CASE A | 3.8 | Each
35-30A250 | 30-36MFD 11040 START CAP | 1.44"DIA 220/250V ROUND | 6.2 | Each
35-30D330 | 30-36MFD 11057 START CAP | 1.81"DIA 330V ROUND | 7.95 | Each
35-36B250 | 36-43MFD 11041 START CAP | 1.44"DIA 220/250V ROUND | 6.6 | Each
35-36D330 | 36-43MFD 11058 START CAP | 1.81" 330V ROUND CASE D | 8 | Each
35-43A125 | 43-56MFD 11006 START CAP | 1.44"DIA 110/125V ROUND | 4.75 | Each
35-43B250 | 43-56MFD 11042 START CAP | 1.44"DIA 220/250V ROUND | 6.8 | Each
35-43D330 | 43-56MFD 11059 START CAP | 1.81"DIA 330V ROUND | 8.65 | Each
35-43F250 | 43-56MFD 11042 START CAP | 2.06" 220/250V RND CASE F | 6.75 | Each
35-47B250 | 47-56MFD 11042 START CAP | 1.44" 220/250V RND CASE B | 7.9 | Each
35-53A125 | 53-64MFD START CAP | 1.44" 110/120V RND CASE A | 5.15 | Each
35-53A250 | 53-64MFD START CAP | 1.44" 220/250V RND CASE A | 8.1 | Each
35-53B250 | 53-64MFD START CAP | 1.44" 220/250V RND CASE B | 8.1 | Each
35-53D330 | 53-64MFD START CAP | 1.81"DIA 330V RND CASE D | 9.5 | Each
35-56A250 | 56-72MFD START CAP | 1.44" 220/250V RND CASE A | 8.85 | Each
35-56B250 | 56-72MFD 11043 START CAP | 1.44"DIA 220/250V ROUND | 8.85 | Each
35-56D330 | 56-72MFD 11060 START CAP | 1.81"DIA 330V ROUND | 10.05 | Each
35-59F250 | 59-71MFD START CAP | 2.06" 220/250V RND CASE F | 8.95 | Each
35-64A125 | 64-77MFD 11007 START CAP | 1.44" 110/125V RND CASE A | 5.9 | Each
35-64A250 | 64-77MFD START CAP | 1.44" 220/250V RND CASE A | 9 | Each
35-64D250 | 64-77MFD START CAP | 1.81" 220/250V RND CASE D | 9 | Each
35-64D330 | 64-77MFD START CAP | 1.81"DIA 330V RND CASE D | 11.1 | Each
35-72A125 | 72-88MFD 11008 START CAP | 1.44"DIA 110/125V ROUND | 5.95 | Each
35-72A165 | 72-88MFD START CAP | 1.44" 165V ROUND | 7.5 | Each
35-72D250 | 72-88MFD 11044 START CAP | 1.81"DIA 220/250V ROUND | 9.75 | Each
35-72E330 | 72-88MFD 11061 START CAP | 1.81"DIA 330V ROUND | 11.7 | Each
35-88A125 | 88-108MFD 11009 START CAP | 1.44"DIA 110/125V ROUND | 6.05 | Each
35-88A165 | 88-108MFD 11076 START CAP | 1.44"DIA 165V ROUND | 8.3 | Each
35-88D250 | 88-108MFD 11045 START CAP | 1.81"DIA 220/250V ROUND | 10.5 | Each
35-88F330 | 88-108MFD 11062 START CAP | 2.06"DIA 330V ROUND | 12.4 | Each
35-108A125 | 108-130MFD 11010 STARTCAP | 1.44"DIA 110/125V ROUND | 7.25 | Each
35-108B165 | 108-130MFD START CAP | 1.44"DIA 116V CASE B | 9 | Each
35-108D250 | 108-130MFD 11046 STARTCAP | 1.18"DIA 220/250V ROUND | 10 | Each
35-108D330 | 108-130MFD 11063 STARTCAP | 1.18"DIA 330V ROUND | 13.8 | Each
35-108G330 | 108-130MFD 11063 STARTCAP | 2.06"DIA 330V ROUND | 13.8 | Each
35-124A125 | 124-149MFD 11112 STARTCAP | 1.44"DIA 110/125V ROUND | 7.35 | Each
35-124B165 | 124-149MFD 11031 STARTCAP | 1.44"DIA 165V RND CASE B | 9.55 | Each
35-124D250 | 124-149MFD 11148 STARTCAP | 1.81"DIA 220/250V ROUND | 12.7 | Each
35-124G330 | 124-149MFD 11165 STARTCAP | 2.06"DIA 330V ROUND | 13.8 | Each
35-130A125 | 130-156MFD 11113 STARTCAP | 1.44"DIA 110/125V ROUND | 8 | Each
35-130B165 | 130-156MFD 11032 STAR CAP | 1.44"DIA 165V RND CASE B | 10.3 | Each
35-130D250 | 130-156MFD START CAP | 1.81"DIA 250V RND CASE D | 13.7 | Each
35-130G330 | 130-156MFD 11166 STARTCAP | 2.06"DIA 330V ROUND | 14.85 | Each
35-135A125 | 135-162 MFD 125V CASE A |  | 8 | Each
35-135H330 | 135-162MFD START CAP | 2.56"DIA 330V RND CASE H | 14.8 | Each
35-145A125 | 145-174MFD 11013 STARTCAP | 1.44"DIA 110/125V ROUND | 8.65 | Each
35-145B165 | 145-174MFD 11032 STARTCAP | 1.44"DIA 165V RND CASE B | 10.95 | Each
35-145F250 | 145-174MFD 11049 STARTCAP | 2.06"DIA 220/250V ROUND | 13.8 | Each
35-145H330 | 145-174MFD 11066 STARTCAP | 2.56"DIA 330V ROUND | 15.4 | Each
35-161A125 | 161-193MFD 11014 STARTCAP | 1.44"DIA 110/125V ROUND | 9.05 | Each
35-161D165 | 161-193MFD 11033 STARTCAP | 1.81"DIA 165V ROUND | 11.4 | Each
35-161D250 | 161-193MFD START CAP | 1.81"DIA 250V RND CASE D | 14.65 | Each
35-161E250 | 161-193MFD 11050 STARTCAP | 1.81"DIA 220/250V ROUND | 14.65 | Each
35-161F250 | 161-193MFD 11050 STARTCAP | 2.06" 220/250V RND CASE F | 14.6 | Each
35-161H330 | 161-193MFD 11067 STARTCAP | 2.56"DIA 330V RND CASE H | 17.25 | Each
35-189A125 | 189-227MFD 11015 STARTCAP | 1.44"DIA 110/125V ROUND | 9.5 | Each
35-189D165 | 189-227MFD 11034 STARTCAP | 1.81"DIA 165V ROUND | 12.7 | Each
35-189G250 | 189-227MFD 11051 STARTCAP | 2.06"DIA 220/250V ROUND | 15.4 | Each
35-189G330 | 189-227MFD START CAP | 2.06"DIA 330V RND CASE G | 18.1 | Each
35-189H330 | 189-227MFD 11068 STARTCAP | 2.56"DIA 330V ROUND | 18.1 | Each
35-200A125 | 200-240MFD 11016 STARTCAP | 1.44" 110/125V RND CASE A | 10.3 | Each
35-216A125 | 216-259MFD 11017 STARTCAP | 1.44"DIA 110/125V ROUND | 10.35 | Each
35-216D165 | 216-259MFD START CAP | 1.81"DIA 165V ROUND | 14.25 | Each
35-216F250 | 216-259MFD 11052 STARTCAP | 2.06" 220/250V RND CASE F | 17.1 | Each
35-216G250 | 216-259MFD 11052 STARTCAP | 2.06"DIA 220/250V ROUND | 17.1 | Each
35-216H330 | 216-259MFD 11069 STARTCAP | 2.56"DIA 330V ROUND | 20 | Each
35-233A125 | 233-280MFD 11018 STARTCAP | 1.44" 110/125V RND CASE A | 10.7 | Each
35-233D165 | 233-280MFD 11035 STARTCAP | 1.18"DIA 165V RND CASE D | 14.85 | Each
35-233G250 | 233-280MFD 11053 STARTCAP | 2.06"DIA 220/250V ROUND | 18.1 | Each
35-243A125 | 243-292MFD START CAP | 1.44" 110/125V RND CASE A | 10.8 | Each
35-243B125 | NLA 243-292MFD 11119 STA | 1.44"DIA 110/125V ROUND | 10.8 | Each
35-243G250 | 243-292MFD 11154 STARTCAP | 2.06"DIA 220/250V ROUND | 19.15 | Each
35-250A125 | 250-300MFD 11118 STARTCAP | 1.44"DIA 110/125V ROUND | 10.85 | Each
35-250F125 | 250-300MFD 11018 STARTCAP | 2.06" 110/125V RND CASE F | 11.05 | Each
35-270A125 | 270-324MFD START CAP | 1.44" 110/125V RND CASE A | 11.3 | Each
35-270B125 | 270-324MFD 11019 STARTCAP | 1.44"DIA 110/125V ROUND | 9.9 | Each
35-270D165 | 270-324MFD 11036 STARTCAP | 1.81"DIA 165V ROUND | 16.7 | Each
35-270G250 | 270-324MFD 11054 STARTCAP | 2.06"DIA 220/250V ROUND | 19.15 | Each
35-270H330 | 270-324MFD START CAP | 2.56"DIA 330V RND CASE H | 22.8 | Each
35-295A125 | 295-354MFD 11020 STARTCAP | 1.44" 110/125V RND CASE A | 11.6 | Each
35-300A125 | 300-360MFD START CAP | 1.44" 110/125V RND CASE A | 11.7 | Each
35-300D125 | 300-360MFD 11020 STARTCAP | 1.81" 110/125V RND CASE D | 11.7 | Each
35-320H250 | 320-384MFD START CAP | 2.56" 220/250V RND CASE H | 21.35 | Each
35-324A125 | 324-388MFD START CAP | 1.44" 110/125V RND CASE A | 12.35 | Each
35-324D125 | 324-388MFD 11021 STARTCAP | 1.81"DIA 110/125V ROUND | 12.35 | Each
35-340D125 | 340-408MFD 11022 STARTCAP | 1.81"DIA 110/125V ROUND | 13.3 | Each
35-340E165 | 340-408MFD START CAP | 1.81"DIA 165V RND CASE E | 19.15 | Each
35-340G250 | 340-408MFD START CAP | 2.06"DIA 220/250V ROUND | 22.65 | Each
35-378D125 | 378-440MFD 11023 STARTCAP | 1.81"DIA 110/125V ROUND | 13.45 | Each
35-378E165 | 378-440MFD START CAP | 1.81" 165V ROUND CASE E | 20.2 | Each
35-378H250 | 378-440MFD 11088 STARTCAP | 2.56" 220/250V RND CASE H | 20.25 | Each
35-400B125 | 400-480MFD START CAP | 1.44" 110/125V RND CASE B | 14.5 | Each
35-400D125 | 400-480MFD 11024 STARTCAP | 1.81"DIA 110/125V ROUND | 14.7 | Each
35-400E165 | 400-480MFD 11037 STARTCAP | 1.81"DIA 165V ROUND | 21.2 | Each
35-400H250 | 400-480MFD START CAP | 2.56" 220/250V RND CASE H | 24.35 | Each
35-430B125 | 430-516MFD 11071 STARTCAP | 125V ROUND CASE B | 14.45 | Each
35-430D125 | 430-515MFD 11125 STARTCAP | 1.81"DIA 110/115V ROUND | 14.45 | Each
35-430F125 | 430-516MFD 11071 STARTCAP | 2.06" 110/125V RND CASE F | 14.45 | Each
35-460D125 | 460-552MFD 11025 STARTCAP | 1.81"DIA 110/125V ROUND | 17.7 | Each
35-460H250 | 460-S52MFD 11090 STARTCAP | 250V ROUND CASE H | 15.4 | Each
35-540D125 | 540-648MFD 11026 STARTCAP | 1.81"DIA 110/125V ROUND | 16.3 | Each
35-540E125 | 540-648MFD START CAP | 1.81" 110/125V RND CASE E | 16.25 | Each
35-540G165 | 540-648MFD START CAP | 2.06"DIA 165V RND CASE G | 23 | Each
35-590D125 | 590-708MFD 11027 STARTCAP | 1.81"DIA 110/125V ROUND | 18.5 | Each
35-590E125 | 590-708MFD 11027 STARTCAP | 1.81" 110/125V RND CASE E | 18.5 | Each
35-640H250 | 640-774MFD 11091 STARTCAP | 250V ROUND CASE H | 23.05 | Each
35-645E125 | 645-774MFD START CAP | 1.81"DIA 110/125V ROUND | 19.4 | Each
35-708E125 | 708-850MFD START CAP | 1.81" 110/125V RND CASE E | 18 | Each
35-708F125 | 708-850MFD START CAP | 2.06" 110/125V RND CASE F | 18.05 | Each
35-708G125 | 708-850MFD 11028 STARTCAP | 2.06"DIA 110/125V ROUND | 18.05 | Each
35-708G165 | 708-850MFD START CAP | 2.06" DIA 165V ROUND | 23.6 | Each
35-800D125 | 800-960MFD 11072 STARTCAP | 1.81"DIA 110/125V ROUND | 22.05 | Each
35-815E125 | 815-978MFD START CAP | 1.81"DIA 110/125V ROUND | 22.05 | Each
35-815G165 | 815-978MFD START CAP | 2.06"DIA 165V ROUND | 23.6 | Each
35-829E125 | 829-995MFD START CAP | 1.81"DIA 110/125V ROUND | 22.25 | Each
35-829G125 | 829-995MFD 11029 STARTCAP | 2.06"DIA 110/125V ROUND | 22.2 | Each
35-850G125 | 850-1020MFD START CAP | 2.06"DIA 110/125V ROUND | 22.65 | Each
35-850G165 | 850-1020MFD START CAP | 2.06"DIA 165V ROUND | 24.1 | Each
35-1000G125 | 1000-1200MFD 11030 START | 2.06"DIA 110/125V RND CAP | 23.95 | Each
35-1000G165 | 1000-1200MFD START CAP | 2.06"DIA 165V ROUND | 27.45 | Each
35-1175G125 | 1175-1410MFD STARTCAP | 2.06" F115A 110/125V RND | 24 | Each
35-1280G125 | 1280-1536MFD START CAP | 2.06"DIA 110/125V ROUND | 24.55 | Each
35-11201 | BLEED RESISTOR 2WATT, | 15,000OHM c/w TERMS 10/PK | 37.65 | 10pk
35-11206 | START CAP BRACKET | 2.75" (6.9 cm) | 4.65 | Each
35-11207 | START CAP BRACKET | 3.38" (8.6.cm) | 6.35 | Each
35-11208 | START CAP BRACKET | 4.38" (11.1 cm) | 6.65 | Each
35-11210 | PLASTIC END CAP | 1 7/16" (3.6 cm) | 2.1 | Each
35-11213 | PLASTIC END CAP | 2 9/16" (6.5 cm) | 3.65 | Each
35-11218 | PLASTIC END CAP | 2 9/16" (6.5 cm) | 4.25 | Each
36-2-370440 | 2MFD 12002 12026 370/440V |  | 12 | Each
36-2S440 | 2MFD RUN CAP | 250-440V SQUARE | 4 | Each
36-3-370440 | 3MFD 12003 12027 RUN CAP | 370/440V OVAL | 12.25 | Each
36-3R3744 | 3MFD RUN CAP | 370/440V ROUND | 13.1 | Each
36-3S440 | 3MFD RUN CAP | 250-440V SQUARE | 4.25 | Each
36-4-370440 | 4MFD 12004 12029 RUN CAP | 370/440V OVAL | 12.75 | Each
36-4S440 | 4MFD 250-440V RUN | CAPACITOR | 4.5 | Each
36-5-370440 | 12005 12029 5MFD 370/440 | OVAL | 4.35 | Each
36-5J370 | 5MFD 12005 RUN CAP | 370V | 6.25 | Each
36-5R3744 | 5MFD RUN CAP | 370/440V ROUND | 4.75 | Each
36-5S440 | 5MFD RUN CAP | 250-440V SQUARE | 4.2 | Each
36-6-370440 | 6MFD 12006 12030 RUN CAP | 370/440V OVAL | 11.75 | Each
36-6R3744 | 6MFD RUN CAP | 370/440V ROUND | 11.4 | Each
36-7-370440 | 7.5MFD 12007 12031 37044 | RUN CAP 370/440V OVAL | 4.15 | Each
36-7.5J370 | 7.5MFD 12007 RUN CAP | 370V | 6.05 | Each
36-7.5S440 | 7.5MFD RUN CAP | 250-440V SQUARE | 5.95 | Each
36-7R3744 | 7.5MFD RUN CAP | 370/440V ROUND | 5.45 | Each
36-8S440 | 8MFD RUN CAP | 250-440V SQUARE | 6.5 | Each
36-10-370440 | 10MFD 12008 12032 RUN CA | 1.65"DIA 370/440V OVAL | 4.9 | Each
36-10J370 | 10MFD 12008 RUN CAP | 370V OVAL | 7.3 | Each
36-10R3744 | 10MFD RUN CAP | 1.65"DIA 370/440V ROUND | 6.75 | Each
36-10S440 | 10MFD RUN CAP | 250-440V SQUARE | 6.5 | Each
36-12-370440 | 2.5MFD 12009 12033 RUNCAP | 370/440V OVAL | 6.05 | Each
36-12.5S440 | 12.5MFD RUN CAP | 250-440V | 7.95 | Each
36-12R3744 | 12.5MFD RUN CAP | 370/440V ROUND | 6.65 | Each
36-15-3-3744 | 15/3MFD 12141 RUN CAP | 370/440V OVAL | 18.6 | Each
36-15-5-3744 | 15/5MFD 12057 RUN CAP | 370/440V OVAL | 22.45 | Each
36-15-103744 | 15/10MFD 12058 RUN CAP | 370/440V OVAL | 20.4 | Each
36-15-370440 | 15MFD 12010 12034 RUN CAP | 370/440V OVAL | 6.3 | Each
36-15K370 | 15MFD 12010 RUN CAP | 370V OVAL | 10.3 | Each
36-15R3744 | 15MFD RUN CAP | 370/440V ROUND | 7.95 | Each
36-15S440 | 15MFD RUN CAP | 250-440V SQUARE | 8.6 | Each
36-17-370440 | 17.5MFD 12012,36 RUNCAP | 370/440V OVAL | 9.4 | Each
36-17R3744 | 17.5MFD RUN CAP | 370/440V ROUND | 10.5 | Each
36-20-5-3744 | 20/5MFD 12063 RUN CAP | 370/440V OVAL | 20.8 | Each
36-20-153744 | 20-15MFD 12164 RUN CAP | 370/440V OVAL | 25.15 | Each
36-20-370440 | 20MFD 12014 12037 RUN CAP | 370/440V OVAL | 9.9 | Each
36-20R3744 | 20MFD RUN CAP | 370/440V ROUND | 11.15 | Each
36-20S440 | 20MFD RUN CAP | 250-440V SQUARE | 10.65 | Each
36-25-5-3744 | 25/5MFD 12066 RUN CAP | 370/440V OVAL | 15.4 | Each
36-25-103744 | 25/10MFD 12167 RUN CAP | 370/440V OVAL | 37.5 | Each
36-25-370440 | 25MFD 12015 12040 RUN CAP | 370/440V OVAL | 9.05 | Each
36-25R250 | 25MFD RUN CAP 250V ROUND | ALUM. DBL MALE TERM. | 18.2 | Each
36-25R3744 | 25MFD RUN CAP | 370/440V ROUND | 10.15 | Each
36-30-5-3744 | 30/5MFD 12069 RUN CAP | 370/440V OVAL | 16.5 | Each
36-30-7-3744 | 30/7.5MFD 12146 RUN CAP | 370/440V OVAL | 22.95 | Each
36-30-370440 | 30MFD 12017 12041 RUN | CAP 370/440V OVAL | 10.35 | Each
36-30R450 | 30MFD RUN CAP 450V ROUND | ALUM. DBL MALE TERM. | 13.2 | Each
36-30R3744 | 30MFD RUN CAP | 370/440 ROUND | 11 | Each
36-35-5-3744 | 35/5MFD 12072 RUN CAP | 370/440V OVAL | 17.25 | Each
36-35-7-3744 | 35/7.5MFD 12149 RUN CAP | 370/440V OVAL | 72.2 | Each
36-35-370440 | 35MFD 12018 12043 RUN | CAP 370/440V OVAL | 11 | Each
36-35R3744 | 35MFD RUN CAP | 370/440V ROUND | 12 | Each
36-40-5-3744 | 40/5MFD 12178 12171 RUN | CAP 370/440V OVAL | 19.85 | Each
36-40-370440 | 40MFD 12021 12031 RUN | CAP 370/440V OVAL | 13.7 | Each
36-40R3744 | 40MFD RUN CAP | 370/440V ROUND | 14.7 | Each
36-45-5-3744 | 45/5MFD 12174 RUN CAP | 370/440V OVAL | 20.4 | Each
36-45-370440 | 45MFD 12023 12048 RUN | CAP 370/440V OVAL | 16 | Each
36-45R3744 | 45MFD RUN CAP | 370/440V ROUND | 18.05 | Each
36-50-370440 | 50MFD 12025 12049 RUN | CAP 370/440V OVAL | 21.65 | Each
36-50R3744 | 50MFD RUN CAP | 370/440V ROUND | 23.45 | Each
36-55-370440 | 55MFD 12050 RUN CAP | 370/440V OVAL | 31.45 | Each
36-55R3744 | 55MFD RUN CAP | 370/440V ROUND | 35.45 | Each
36-60-370440 | 60MFD 12051 RUN CAP | 370/440V OVAL | 34.25 | Each
36-60R3744 | 60MFD RUN CAP | 370/440V ROUND | 38.5 | Each
36-70R3744 | 70MFD RUN CAP | 370/440V ROUND | 39.75 | Each
36-80R3744 | 80MFD RUN CAP | 370/440V ROUND | 65.95 | Each
36-100R3744 | 100MFD RUN CAP | 370/440V ROUND | 71.45 | Each
36-105R3744 | 10/5MFD RUN CAP | 1.65"DIA 370/440V ROUND | 15.3 | Each
36-110R3744 | 110MFD RUN CAP | 370/440V ROUND | 67.5 | Each
36-153R3744 | 15/3 MFD RUN CAP | 370/440V ROUND | 19.15 | Each
36-155R3744 | 15/5 MFD RUN CAP | 370/440V ROUND | 19.2 | Each
36-205R3744 | 20/5MFD RUN CAP | 370/440V ROUND | 20.95 | Each
36-253R3744 | 25/3MFD RUN CAP | 370/440V ROUND | 22.25 | Each
36-254R3744 | 25/4MFD RUN CAP | 370/440V ROUND | 22.75 | Each
36-255R3744 | 25/5MFD RUN CAP | 370/440V ROUND | 15 | Each
36-257R3744 | 25/7.5MFD RUN CAP | 370/440V ROUND | 25.15 | Each
36-303R3744 | 30/3MFD RUN CAP | 370/440V ROUND | 26.95 | Each
36-304R3744 | 30/4MFD RUN CAP | 370/440V ROUND | 25.15 | Each
36-305R3744 | 30/5MFD RUN CAP | 370/440V ROUND | 16.5 | Each
36-307R3744 | 30/7.5MFD RUN CAP | 370/440V ROUND | 25.8 | Each
36-353R3744 | 35/3MFD RUN CAP | 370/440V ROUND | 26.9 | Each
36-354R3744 | 35/4MFD RUN CAP | 370/440V ROUND | 25.15 | Each
36-355R3744 | 35/5MFD RUN CAP | 370/440V ROUND | 18.15 | Each
36-357R3744 | 35/7.5MFD RUN CAP | 370/440V ROUND | 26.55 | Each
36-403R3744 | 40/3MFD RUN CAP | 370/440V ROUND | 32.85 | Each
36-405R3744 | 40/5MFD RUN CAP | 370/440V ROUND | 19.3 | Each
36-407R3744 | 40/7.5MFD RUN CAP | 370/440V ROUND | 33.6 | Each
36-454R3744 | 45/4MFD RUN CAP | 370/440V ROUND | 35.95 | Each
36-455R3744 | 45/5MFD RUN CAP | 370/440V ROUND | 20.45 | Each
36-457R3744 | 45/7.5MFD RUN CAP | 370/440V ROUND | 36.65 | Each
36-505R3744 | 50/5MFD RUN CAP | 370/440V ROUND | 38.15 | Each
36-507R3744 | 50/7.5MFD RUN CAP | 370/440V ROUND | 39.05 | Each
36-555R3744 | 55/5MFD RUN CAP | 370/440V ROUND | 40.3 | Each
36-557R3744 | 55/7.5MFD RUN CAP | 370/440V ROUND | 41.9 | Each
36-605R3744 | 60/5MFD RUN CAP | 370/440V ROUND | 44.55 | Each
36-606R3744 | 60/6MFD RUN CAP | 370/440V ROUND | 37.3 | Each
36-607R3744 | 60/7.5MFD RUN CAP | 370/440V ROUND | 45.5 | Each
36-805R3744 | 80/5MFD RUN CAP | 370/440V ROUND | 70.8 | Each
36-2015R3744 | 20/15MFD RUN CAP | 370/440V ROUND | 25.05 | Each
36-2510R3744 | 25/10MFD RUN CAP | 370/440V ROUND | 25.05 | Each
36-3510R3744 | 35/10MFD RUN CAP | 370/440V ROUND | 32.1 | Each
36-4010R3744 | 40/10MFD RUN CAP | 370/440V ROUND | 35.95 | Each
36-4510R3744 | 45/10MFD RUN CAP | 370/440V ROUND | 37.6 | Each
36-5010R3744 | 50/10MFD RUN CAP | 370/440V ROUND | 40.95 | Each
36-5510R3744 | 55/10MFD RUN CAP | 370/440V ROUND | 67.45 | Each
36-6010R3744 | 60/10MFD RUN CAP | 370/440V ROUND | 49.85 | Each
36-7010R3744 | 70/10MFD RUN CAP | 370/440V ROUND | 41.05 | Each
36-12204 | RUN CAP BRACKET | J BASE 2.03x1.24" | 4.15 | Each
36-12205 | RUN CAP BRACKET | K BASE 2.80x1.77" | 4.4 | Each
36-12206 | RUN CAP BRACKET | L BASE 2.75x1.44" | 4.4 | Each
36-12210 | RUBBER CAP | 1 HOLE BOOT | 4.15 | Each
36-12211 | RUBBER CAP | 2 HOLE BOOT | 6.75 | Each
36-12212 | RUBBER CAP | 3 HOLE BOOT | 16.2 | Each
36-12250 | BRACKET WRAP AROUND C/W | 1 HOLE BOOT | 19.15 | Each
37-UB300 | 40002-001 |  | 29 | Each
37-UB323 | BAKE ELEMENT | 40002-007 | 35.55 | Each
37-UB335 | 2500 W WHIRLPOOL 9752294 | HIDDEN BAKE ELEMENT | 31.1 | Each
37-UB400 | 40001-002 |  | 37.9 | Each
37-UB474 | HEATING ELEMENT 240V | 2500W - 0003-005 | 36.25 | Each
37-UB482 | 40003-003 |  | 32.75 | Each
37-UB592 | BAKE ELEMENT 240V | 3000W | 39.15 | Each
37-UB593 | BAKE ELEMENT |  | 41.45 | Each
37-UB639 | CAMCO WB44M169 |  | 35.55 | Each
37-UB640 | BAKE ELEMENT 240V 3000W |  | 40.45 | Each
37-UB642 | BAKE |  | 46.55 | Each
37-UB645 | 2585 W WHIRLPOOL/MAYTAG | 74010750 | 35.65 | Each
37-UB646 | BAKE ELEMENT 3600W 240V |  | 46.5 | Each
37-UB700 | 40018-001B 21107-001 |  | 38.4 | Each
37-UB705 | 2585 W WHIRLPOOL/MAYTAG | 7406P428-60 | 41.1 | Each
37-UB725 | 2600W FRIGIDAIRE | 316075104 BAKE ELEMENT | 33.3 | Each
37-UB732 | BAKE ELEMENT 240V 3000W |  | 37.05 | Each
37-UB750 | 2-088-31 | 40001-001B AM001-171P | 40.95 | Each
37-UB760 | 3000 W FRIGIDAIRE | 318255006 | 28.3 | Each
37-UB813 | 40007-007 |  | 37.1 | Each
37-UB963 | BAKE CAMCO RB235 |  | 30.75 | Each
37-UT095 | 40010-002 |  | 44.45 | Each
37-UT096 | BROIL ELEMENT 240V 3000W |  | 49.55 | Each
37-UT305 | 2400 W FRIGIDAIRE | 316199900 | 48.25 | Each
37-UT306 | 40012-002 |  | 41.2 | Each
38-140 | PS-15M (NEW) | 240V 1500WATT | 25.35 | Each
38-151 | PSM-24CS (NEW) | 240V 2400WATT | 33.25 | Each
38-205 | MC-15B |  | 49.9 | Each
38-214 | PSU-21CS-4 | 240V 2100WATT | 34.55 | Each
38-219 | PSU-12CS-4 | 240V 1250WATT | 37.55 | Each
38-390 | 2400 W CAMCO WB30M263 | WG02F05390 | 24.65 | Each
38-391 | 2400 W CAMCO WB30M278 | WG02F05391 | 27.2 | Each
38-812 | PS-12CS-4 | 240V 1250WATT | 38.8 | Each
38-815 | PS-15CS-4 | 240V 1500WATT | 52.25 | Each
38-821 | PS-21CS-4 | 240V 2100WATT | 64.4 | Each
38-824 | PS-24CS-4 | 240V 2400WATT | 53.8 | Each
38-826 | PS-26CS-4 | 240V 2600WATT | 63.05 | Each
38-220011-4 | 4 CENTER DISCS CHROME |  | 2.55 | 4pk
38-ERR117 | FRIGIDAIRE RECEPTACLE | KIT | 10.3 | Each
38-RR146 | BLOCK |  | 25.9 | Each
39-692-004 | GSKT,F 2.50 SQ X .093 |  | 5.75 | Each
39-692-005 | IMMERSION ELEMENT GASKET |  | 5.5 | Each
39-1459 | ELEMENT WRENCH |  | 18.55 | Each
39-10546-001 | GASKET IMMERSION ELEMENT |  | 5.7 | Each
39-F1500 | ELEM,1500W,240V,STL FLG, | FC01801524 | 46.5 | Each
39-F1500-1 | ELEM,1500W,120V,STL FLG, | FC01501512 | 29.1 | Each
39-F4500L | ELEM,4500W,240V,STL FLG, | FC05104524F | 45.9 | Each
39-H1 | STAT SPST 230V 6000W |  | 52.55 | Each
39-H2 | STAT SPDT 115V 3000W |  | 65.55 | Each
39-HL190 | LIMIT 120/240V 25AMP |  | 41.85 | Each
39-S1500-1 | SCREW PLUG 1500/120V |  | 30.7 | Each
39-S3000L | SCREW PLUG 3000/240V |  | 47.65 | Each
39-S3001 | ELEM,3000W,240V,STL FLG, | RC03203024F | 36.2 | Each
39-T1 | TSTAT,ELECT,SPST,WH9 |  | 44.05 | Each
39-T3 | 2 ELEMENT STAT C/W LIMIT |  | 55.15 | Each
39-TB1000 | 240V 1000W 6 5/8"S LWD |  | 127.95 | Each
39-TB1500-1 | 120V 1500W 9 3/4"FB LWD |  | 163.45 | Each
39-TB2000 | 240V 2000W 7 1/4"FB LWD |  | 127.95 | Each
39-TB4500 | 240V 4500W 10 3/8"FB MWD |  | 180.95 | Each
39-TB5000 | 240V 5000W 10 3/8"FB MWD |  | 152.75 | Each
41-RMF75120 | MINI FAN CYCLING |  | 22 | Each
41-RMF110170 | MINI FAN CYCLING |  | 22 | Each
41-RMF150225 | MINI FAN CYCLING |  | 22 | Each
41-RMF190275 | MINI FAN CYCLING |  | 22 | Each
41-RMF300400 | MINI FAN CYCLING |  | 22 | Each
41-RMH250180 | MINI HIGH PRESSURE |  | 22 | Each
41-RMH325225 | MINI HIGH PRESSURE |  | 22 | Each
41-RMH350250 | MINI HIGH PRESSURE |  | 22 | Each
41-RMH375275 | MINI HIGH PRESSURE |  | 22 | Each
41-RMH400300 | MINI HIGH PRESSURE |  | 22 | Each
41-RMH425325 | MINI HIGH PRESSURE |  | 22 | Each
41-RMH600475 | MINI HIGH PRESSURE R410A | OPN 600/ CLS 475 PSI | 22 | Each
41-RMH600475S | MINI HIGH PRESSURE R410A | OPN 600/ CLS 475 PSI | 22 | Each
41-RML-520 | MINI LOW PRESSURE |  | 22 | Each
41-RML-1025 | MINI LOW PRESSURE |  | 22 | Each
41-RML-1535 | MINI LOW PRESSURE |  | 22 | Each
41-RML-2045 | MINI LOW PRESSURE |  | 22 | Each
41-RML-2580 | MINI LOW PRESSURE |  | 22 | Each
41-RML-3560 | MINI LOW PRESSURE |  | 22 | Each
41-RML-4080 | MINI LOW PRESSURE |  | 22 | Each
41-RML-4560 | MINI LOW PRESSURE |  | 22 | Each
41-RML-75100 | MINI LOW PRESSURE R410A | OPN 75/ CLS 100 PSI | 22 | Each
41-RMM-350 | MINI PRESSURE - MANUAL | 350 1/4"SOLDER 18" LEAD | 30 | Each
41-RMM-410 | MINI PRESSURE - MANUAL | 410 1/4" FLARE 18" LEAD | 30 | Each
41-RMM-430 | MINI PRESSURE - MANUAL | 430 1/4" FLARE 30" LEAD | 30 | Each
41-RMM-440 | MINI PRESSURE - MANUAL | 440 CAP TUBE 38" LEAD | 30 | Each
41-RMM-600 | MINI PRESSURE - MANUAL | 600 1/4" FLARE 18" LEAD | 30 | Each
47-549 | STRAINER 4 PORT INLET X | 1/8 OUTLET 3/8 | 17.65 | Each
47-2933 | UNIVERSAL BULL DOG DRYER |  | 34.05 | Each
47-2948 | JUNIOR DRYER |  | 25.85 | Each
47-5022-S | 3/4 HP COAXIAL CONDENSER |  | 581.75 | Each
47-5023-S | 1 HP COAXIAL CONDENSER |  | 666.5 | Each
47-5024-S | 1 1/2HP COAX. COND. | STEEL | 805.95 | Each
47-5025-S | 2 HP. COAXIAL COND. | STEEL | 956.4 | Each
47-5026-S | 3 HP COAXIAL COND. STEEL |  | 1149.75 | Each
47-5027-S | 1/3 HP COAXIAL CONDENSER |  | 464.95 | Each
47-5028-S | 1/2 HP COAXIAL CONDENSER |  | 524.4 | Each
47-8267-S | COAX COND TEC 50812 |  | 666.65 | Each
47-8268-S | COAX COND TEC 50827 |  | 772.65 | Each
47-BH33 | BLUE RIBBON HEAT X |  | 148.3 | Each
47-BH50 | BLUE RIBBON HEAT X |  | 209.75 | Each
47-BH75 | BLUE RIBBON HEAT X |  | 246.55 | Each
47-BH100 | BLUE RIBBON HEAT X |  | 292.65 | Each
47-BH150 | BLUE RIBBON HEAT X |  | 334.95 | Each
47-BH200 | BLUE RIBBON HEAT X |  | 384.05 | Each
47-BH300 | BLUE RIBBON HEAT X |  | 425.85 | Each
47-BH500 | BLUE RIBBON HEAT X |  | 453.4 | Each
47-BH750 | BLUE RIBBON HEAT X |  | 504.85 | Each
47-BH1000 | BLUE RIBBON HEAT X |  | 549.45 | Each
47-H33 | DELUXE HEAT EXCHANGER |  | 68.45 | Each
47-H50 | DELUXE HEAT EXCHANGER |  | 325.3 | Each
47-H75 | DELUXE HEAT EXCHANGER |  | 337.6 | Each
47-H100 | DELUXE HEAT EXCHANGER |  | 396 | Each
47-H150 | DELUXE HEAT EXCHANGER |  | 489.45 | Each
47-H200 | DELUXE HEAT EXCHANGER |  | 639.15 | Each
47-H300 | DELUXE HEAT EXCHANGER |  | 766.05 | Each
47-H500 | DELUXE HEAT EXCHANGER |  | 940.05 | Each
47-H750 | DELUXE HEAT EXCHANGER |  | 1153.8 | Each
47-H1000 | DELUXE HEAT EXCHANGER |  | 1556.25 | Each
47-T-032 | DOGBULL DRIER |  | 68.4 | Each
47-T-052 | BULL DOG DRYER |  | 84.9 | Each
47-T-052S | BULL DOG DRYER |  | 84.9 | Each
47-T-053 | BULL DOG DRYER |  | 84.9 | Each
47-T-053S | BULL DOG DRYER |  | 84.9 | Each
47-T-083 | BULL DOG DRYER |  | 100.65 | Each
47-T-083S | BULL DOG DRYER |  | 100.65 | Each
47-T-084 | BULL DOG DRYER |  | 103.8 | Each
47-T-084S | BULL DOG DRYER |  | 103.8 | Each
47-T-163 | BULL DOG DRYER |  | 133.35 | Each
47-T-163S | BULL DOG DRYER |  | 133.35 | Each
47-T-164 | BULL DOG DRYER |  | 144.1 | Each
47-T-164S | BULL DOG DRYER |  | 144.1 | Each
47-T-304 | BULL DOG DRYER |  | 226.7 | Each
47-T-304S | BULL DOG DRYER |  | 226.7 | Each
47-T-305 | BULL DOG DRYER |  | 226.7 | Each
47-T-305S | BULL DOG DRYER |  | 226.7 | Each
47-T-414 | BULL DOG DRYER |  | 315.6 | Each
47-T-414S | BULL DOG DRYER |  | 315.6 | Each
47-T-415 | BULL DOG DRYER |  | 315.6 | Each
47-T-415S | BULL DOG DRYER |  | 315.6 | Each
48-1677 | SUCTION MUFFLER 4 1/2-5T |  | 154.15 | Each
48-1678 | SUCTION MUFFLER 6-10 TON |  | 156.35 | Each
48-1679 | SUCTION MUFFLER 7.5-12.5 |  | 161.4 | Each
48-1911 | RECEIVER |  | 424.05 | Each
48-1915 | RECEIVER |  | 470.2 | Each
48-1916 | RECEIVER |  | 407.55 | Each
48-1917 | RECEIVER |  | 245.45 | Each
48-1918 | RECEIVER |  | 317.25 | Each
48-1919 | RECEIVER |  | 607.25 | Each
48-1920 | RECEIVER |  | 236.85 | Each
48-1921 | RECEIVER |  | 286 | Each
48-1922 | RECEIVER |  | 548.45 | Each
48-1923 | RECEIVER |  | 597.45 | Each
48-1947 | RECEIVER |  | 262.75 | Each
48-2030 | RECEIVER |  | 202.95 | Each
48-2039 | 1.5LB RECEIVER H.MOUNT | 1/4IDX1/4ID SWEAT | 129.2 | Each
48-2040 | 1.8 LB R410A RECEIVER | WITH SWEAT CONNECTION | 213.1 | Each
48-2041 | 1.3 LB R410A RECEIVER | WITH SWEAT CONNECTION | 200 | Each
48-3107 | ASME ROTALOCK RECEIVER |  | 1740.5 | Each
48-3108 | RECEIVER HORIZONTAL PUMP | DOWN CAP 51 | 1768.4 | Each
48-3110 | RECEIVER |  | 1519.05 | Each
48-3111 | ASME RECEIVER FOR R-410A |  | 1645.65 | Each
48-3112 | R/R RECEIVER |  | 1913.45 | Each
48-3113 | ASME Horz. Reciever | 45 Pump Down Capacity | 1514.85 | Each
48-3114 | ASME Horz. Receiver | R410a 69 Pump Down Cap. | 2021.6 | Each
48-3212 | RECEIVER |  | 559.6 | Each
48-3230 | RECEIVER FOR R410A |  | 2124.1 | Each
48-3231 | RECEIVER FOR R410A |  | 4021.85 | Each
48-3233 | ASME Horz. Reciever | for R410a | 1882.35 | Each
48-3236 | 81LB ASME RECEIVER FOR | R410A | 3075.75 | Each
48-3285 | 66 LB RECEIVER |  | 2323.75 | Each
48-3286 | 90 LB RECEIVER |  | 2889.65 | Each
48-3287 | 104 LB RECEIVER |  | 2915.15 | Each
48-3288 | 141 LB RECEIVER |  | 3249.95 | Each
48-3290 | 31 LB RECEIVER |  | 1581.95 | Each
48-3291 | 47 LB RECEIVER |  | 2563.55 | Each
48-3292 | 65 LB RECEIVER |  | 2790.3 | Each
48-3295 | 70 LB RECEIVER |  | 3471.3 | Each
48-3296 | 78 LB RECEIVER |  | 3678.6 | Each
48-3297 | 92 LB RECEIVER |  | 4089.65 | Each
48-3307 | 1.8 LB R410A RECEIVER | WITH 3/4"ROTALOCK | 317.7 | Each
48-3308 | 3.6 LB R410A RECEIVER | WITH 1"ROTALOCK | 317.4 | Each
48-3309 | 5.5 LB R410A RECEIVER | WITH 1"ROTALOCK | 484.75 | Each
48-3310 | 9.0 LB R410A RECEIVER | WITH 1"ROTALOCK | 579.35 | Each
48-3377 | 14.0 LB R410A RECEIVER | W/O 1"ROTALOCK | 662.45 | Each
48-3378 | 19.3LB R410A RECEIVER | WITH 1"ROTALOCK | 718.25 | Each
48-3379 | 24.6LB R410A RECEIVER | WITH 1"ROTALOCK | 830.15 | Each
48-3387 | RECVR - ROTOLOCK FITTING |  | 761.25 | Each
48-3388 | RECVR - ROTOLOCK FITTING |  | 442.55 | Each
48-3389 | RECVR - ROTOLOCK FITTING |  | 531.25 | Each
48-3390 | RECVR - ROTOLOCK FITTING |  | 565.3 | Each
48-3391 | RECVR - ROTOLOCK FITTING |  | 659 | Each
48-3392 | RECVR - ROTOLOCK FITTING |  | 395.3 | Each
48-3413 | RECVR - ROTOLOCK FITTING |  | 607.75 | Each
48-3488 | 1-1/4" ROTALOCK INLET | 3/4" SWEAT OUTLET | 366.75 | Each
48-3639 | SUCTION ACCUMULATOR |  | 2513.75 | Each
48-3640 | SUCTION ACCUMULATOR |  | 4445.95 | Each
48-3641 | SUCTION ACCUMULATOR |  | 2992.7 | Each
48-3642 | SUCTION ACCUMULATOR |  | 2765.05 | Each
48-3643 | SUCTION ACCUMULATOR |  | 3360.15 | Each
48-3644 | ASME SUCTION ACCUMULATOR | FOR R-410A | 5103.75 | Each
48-3645 | ASME SUCTION ACCUMULATOR | FOR R-410A | 4682.65 | Each
48-3670 | SUCTION ACCUMULATOR |  | 274.05 | Each
48-3673 | SUCTION ACCUMULATOR |  | 244.4 | Each
48-3680 | SUCTION ACCUMULATOR |  | 212.15 | Each
48-3684 | SUCTION ACCUMULATOR |  | 256.45 | Each
48-3685 | SUCTION ACCUMULATOR |  | 235.5 | Each
48-3688 | SUCTION ACCUMULATOR |  | 158.95 | Each
48-3689 | SUCTION ACCUMULATOR |  | 154.55 | Each
48-3700 | SUCTION ACCUMULATOR |  | 463.8 | Each
48-3701 | SUCTION ACCUMULATOR |  | 203.45 | Each
48-3702 | SUCTION ACCUMULATOR |  | 241.95 | Each
48-3703 | SUCTION ACCUMULATOR |  | 242.55 | Each
48-3704 | SUCTION ACCUMULATOR |  | 759.65 | Each
48-3706 | SUCTION ACCUMULATOR |  | 578.6 | Each
48-3707 | SUCTION ACCUMULATOR |  | 508 | Each
48-3708 | SUCTION ACCUMULATOR |  | 501.2 | Each
48-3710 | SUCTION ACCUMULATOR |  | 394.95 | Each
48-3732 | SUCTION ACCUMULATOR |  | 296.4 | Each
48-3733 | SUCTION ACCUMULATOR |  | 320.45 | Each
48-3734 | SUCTION ACCUMULATOR |  | 341.75 | Each
48-3735 | SUCTION ACCUMULATOR |  | 380.3 | Each
48-3736 | SUCTION ACCUMULATOR |  | 422.95 | Each
48-3738 | SUCTION ACCUMULATOR |  | 321.95 | Each
48-3743 | SUCTION ACCUMULATOR |  | 754.95 | Each
48-3809 | SUCTION ACCUMULATOR |  | 1033.65 | Each
48-3810 | SUCTION ACCUMULATOR |  | 1131.15 | Each
48-3815 | SUCTION ACCUMULATOR |  | 238.15 | Each
48-3816 | SUCTION ACCUMULATOR |  | 204.2 | Each
48-3817 | SUCTION ACCUMULATOR |  | 246 | Each
48-3820 | SUCTION ACCUMULATOR |  | 238.95 | Each
48-3821 | SUCTION ACCUMULATOR |  | 271.65 | Each
48-3825 | SUCTION ACCUMULATOR |  | 418.3 | Each
48-3826 | SUCTION ACCUMULATOR |  | 428.2 | Each
48-3827 | SUCTION ACCUMULATOR |  | 426.1 | Each
48-3831 | SUCTION ACCUMULATOR |  | 448.15 | Each
48-3832 | SUCTION ACCUMULATOR |  | 417.6 | Each
48-3835 | SUCTION ACCUMULATOR |  | 741.1 | Each
48-3836 | SUCTION ACCUMULATOR |  | 754.95 | Each
48-3838 | SUCTION ACCUMULATOR |  | 2385.45 | Each
48-3840 | SUCTION ACCUMULATOR |  | 4567.4 | Each
48-3841 | SUCTION ACCUMULATOR |  | 3016.25 | Each
48-3847 | Accumulator |  | 2254.1 | Each
48-3873 | SUCTION ACCUMULATOR |  | 8544.6 | Each
48-3874 | SUCTION ACCUMULATOR |  | 9834.25 | Each
48-5011 | WATER CHILLER |  | 1235 | Each
48-5012 | WATER CHILLER |  | 1500.1 | Each
48-5014 | OIL RESERVOIR 2 GAL 18" |  | 1005.2 | Each
48-5014-1 | OIL RESERVOIR 4 GAL 36" |  | 1272.6 | Each
48-5315 | RECEIVER |  | 317.25 | Each
48-5721 | RECEIVER |  | 158.2 | Each
48-5722 | RECEIVER |  | 180.75 | Each
48-5723 | RECEIVER |  | 254.45 | Each
48-5774 | RECEIVER |  | 241.35 | Each
48-6801 | 10LB RECEIVER 6"X12" | 3/8 ID X 3/8 ID SWEAT | 398 | Each
48-6848 | 6 LB RECEIVER 3/8" SWEAT |  | 336.5 | Each
48-7516 | SUCTION ACCUMULATOR S/G |  | 593.05 | Each
48-9017 | 3 LB RECEIVER 3.5"X10" | 1/4 ID X 1/4 ID SWEAT | 255.15 | Each
48-9021 | 4LB RECEIVER 4"X10" | 1/4 ID X 1/4 ID SWEAT | 284.95 | Each
48-9027 | 16LB RECEIVER 6"X 18" | 1/2 ID X 1/2 ID SWEAT | 559.6 | Each
48-9028 | 2LB RECEIVER 3"X10" | 1/4 ID X 1/4 ID SWEAT | 251.45 | Each
48-24248 | ROTALOCK STRAIGHT | ADAPTERS | 79.1 | Each
48-AC3700 | ACES ACCUM & HEAT X COMB |  | 935.1 | Each
48-AC3703 | ACES ACCUM & HEAT X COMB |  | 599.2 | Each
48-AC3738 | ACES ACCUM & HEAT X COMB |  | 777.6 | Each
48-AM5 | ADJUSTABLE MUFFLER |  | 413.15 | Each
48-AM10 | ADJUSTABLE MUFFLER |  | 435.25 | Each
48-AM25 | ADJUSTABLE MUFFLER |  | 454.3 | Each
48-HP3700 | HEAT PUMP SUCTION ACCUM. |  | 450.45 | Each
48-HP3701 | HEAT PUMP SUCTION ACCUM. |  | 218.75 | Each
48-HP3702 | HEAT PUMP SUCTION ACCUM. |  | 258.65 | Each
48-HP3703 | HEAT PUMP SUCTION ACCUM. |  | 263.55 | Each
48-HP3704 | HEAT PUMP SUCTION ACCUM. |  | 973.7 | Each
48-HP3706 | HEAT PUMP SUCTION ACCUM. |  | 597.15 | Each
48-HP3738 | HEAT PUMP SUCTION ACCUM. |  | 341.1 | Each
48-HX3639 | ACCUM & HEAT X COMBO |  | 4206.9 | Each
48-HX3640 | ACCUM & HEAT X COMBO |  | 6917.45 | Each
48-HX3641 | ACCUM & HEAT X COMBO |  | 5338.4 | Each
48-HX3643 | ACCUM & HEAT X COMBO |  | 5964.9 | Each
48-HX3700 | ACCUM & HEAT X COMBO |  | 680.75 | Each
48-HX3701 | ACCUM & HEAT X COMBO |  | 347 | Each
48-HX3702 | ACCUM & HEAT X COMBO |  | 411.3 | Each
48-HX3703 | ACCUM & HEAT X COMBO |  | 419 | Each
48-HX3704 | ACCUM & HEAT X COMBO |  | 1193.95 | Each
48-HX3706 | ACCUM & HEAT X COMBO |  | 962.1 | Each
48-HX3738 | ACCUM & HEAT X COMBO |  | 527.6 | Each
48-HX3810 | ACCUM & HEAT X COMBO |  | 1267 | Each
48-HX3836 | ACCUM & HEAT X COMBO |  | 985 | Each
48-HX3839 | ACCUM & HEAT X COMBO |  | 2462.1 | Each
48-HX3840 | ACCUM & HEAT X COMBO |  | 5869.9 | Each
48-HX3841 | ACCUM & HEAT X COMBO |  | 4391.1 | Each
48-HX3873 | ACCUM & HEAT X COMBO |  | 10981.35 | Each
48-HX3874 | ACCUM & HEAT X COMBO |  | 12638.75 | Each
48-HXM3700 | ACCUM & HEAT X COMBO | NO SWEAT NO FROST | 1204.4 | Each
48-HXM3701 | ACCUM & HEAT X COMBO | NO SWEAT NO FROST | 504.45 | Each
48-HXM3702 | ACCUM & HEAT X COMBO | NO SWEAT NO FROST | 623 | Each
48-HXM3703 | ACCUM & HEAT X COMBO | NO SWEAT NO FROST | 493 | Each
48-HXM3738 | ACCUM & HEAT X COMBO | NO SWEAT NO FROST | 777.6 | Each
48-M20 | MUFFLER |  | 282.8 | Each
48-M30 | MUFFLER |  | 370.05 | Each
48-M60 | MUFFLER |  | 1118.6 | Each
48-M80 | MUFFLER |  | 1155.05 | Each
48-M110 | MUFFLER |  | 1412.6 | Each
48-MH2 | 2 TON R410A MUFFLER |  | 122.9 | Each
48-MH3 | 3 TON R410A MUFFLER |  | 134 | Each
48-MH5 | 5 TON R410A MUFFLER |  | 168.2 | Each
48-MH10 | 71/2 TON R410A MUFFLER |  | 213.8 | Each
48-MH15 | 10 TO 15 TON R410A | MUFFLER | 265.5 | Each
48-MH20 | 15 TO 20 TON R410A | MUFFLER | 308.45 | Each
48-MH30 | MUFFLER |  | 1309.95 | Each
48-RR7188 | MOUNTING BRACKET 10 3/4" |  | 655.75 | Each
49-982-430 | FUSIBLE PLUG |  | 24.75 | Each
49-983-430 | FUSIBLE PLUG |  | 23.9 | Each
49-984-430 | FUSIBLE PLUG |  | 42.7 | Each
49-1523 | BULL'S EYE SIGHT GLASS |  | 67.45 | Each
49-5802 | SHELL & COIL COND.-RECVR |  | 1823.9 | Each
49-5803 | SHELL & COIL COND.-RECVR |  | 1340.7 | Each
49-5804 | SHELL AND COIL CONDENSER |  | 2374.25 | Each
49-5806 | SHELL & COIL COND.-RECVR |  | 1733.3 | Each
49-5808 | SHELL & COIL COND.-RECVR |  | 2650.95 | Each
49-5809 | NLA SHELL & COIL COND.-R |  | 3446.5 | Each
49-5829 | H/P WATER CHILLER EVAP |  | 862.7 | Each
49-5830 | H/P WATER CHILLER EVAP |  | 1147.95 | Each
49-5837 | DESUPERHEATING HEAT X |  | 1163.85 | Each
49-5838 | DESUPERHEATING HEAT X |  | 1530.05 | Each
49-5839 | DESUPERHEATING HEAT X |  | 1862.3 | Each
49-5840 | HEAT EXCHANGER | LIQUID TO LIQUID | 1052.2 | Each
49-5969 | DOUBLE WALL DESUPER HEAT |  | 576 | Each
49-5971 | H/P WATER CHILLER EVAP |  | 2020 | Each
49-5975 | DOUBLE WALL DESUPER HEAT |  | 2243.55 | Each
49-5976 | DOUBLE WALL DESUPER HEAT |  | 2723.3 | Each
49-5977 | DOUBLE WALL DESUPER HEAT |  | 3210.85 | Each
49-5978 | DOUBLE WALL DESUPER HEAT |  | 3616 | Each
49-7690 | PRISM SIGHT GLASS |  | 76.5 | Each
49-8382 | OIL SEPERATOR |  | 1006.85 | Each
49-8384 | OIL SEPERATOR |  | 1022.65 | Each
49-8399 | OIL SEPERATOR |  | 786.35 | Each
49-8408 | OIL SEPERATOR |  | 794.3 | Each
49-8409 | OIL SEPERATOR |  | 820.4 | Each
49-8410 | OIL SEPERATOR |  | 856.7 | Each
49-8411 | OIL SEPERATOR |  | 937.5 | Each
49-8412 | OIL SEPERATOR |  | 984.5 | Each
49-8413 | OIL SEPERATOR |  | 1023.05 | Each
49-8414 | OIL SEPERATOR |  | 1078.35 | Each
49-8415 | OIL SEPERATOR |  | 1210.65 | Each
49-8671 | OIL RESERVOIR |  | 169.15 | Each
49-23075 | PRIMORE VALVE |  | 172.6 | Each
49-24246 | PRIMORE STRAIGHT ADAPTER |  | 86.15 | Each
49-24247 | PRIMORE STRAIGHT ADAPTER |  | 86.15 | Each
49-24248 | PRIMORE STRAIGHT ADAPTER |  | 86.15 | Each
49-24250 | PRIMORE ANGLE ADAPTOR |  | 95.95 | Each
49-24252 | PRIMORE ANGLE ADAPTOR |  | 86.15 | Each
49-24253 | PRIMORE ANGLE ADAPTOR |  | 86.15 | Each
49-24254 | PRIMORE ANGLE ADAPTOR |  | 86.15 | Each
49-24325 | PRIMORE VALVE |  | 273.4 | Each
49-24475 | PRIMORE VALVE |  | 172.6 | Each
49-24490 | PRIMORE VALVE |  | 172.6 | Each
49-24491 | PRIMORE VALVE |  | 187.65 | Each
49-24493 | PRIMORE VALVE 7/8" |  | 247.2 | Each
49-24591 | TEFLON GASKET |  | 6.6 | Each
49-24592 | TEFLON GASKET |  | 6.6 | Each
49-24601 | PRIMORE VALVE |  | 172.6 | Each
49-24602 | PRIMORE VALVE |  | 187.65 | Each
49-24603 | PRIMORE VALVE |  | 273.3 | Each
49-24606 | PRIMORE VALVE |  | 172.6 | Each
49-24957 | PRIMORE ANGLE ADAPTOR |  | 89.65 | Each
49-24958 | PRIMORE ANGLE ADAPTOR |  | 89.65 | Each
49-24959 | PRIMORE ANGLE ADAPTOR |  | 89.65 | Each
49-27035 | PRIMORE VALVE |  | 172.6 | Each
49-27036 | PRIMORE VALVE |  | 187.65 | Each
49-27689 | PRIMORE VALVE |  | 172.6 | Each
49-27691 | PRIMORE VALVE 5/8 SAE |  | 187.65 | Each
49-27718 | PRIMORE VALVE |  | 172.6 | Each
49-27742 | PRIMORE VALVE |  | 172.6 | Each
54-RC30 | 30 LB RECOVERY CYLINDER |  | 421.8 | Each
54-RC30F | 30 LB TANK WITH FLOAT |  | 647.85 | Each
54-RC60 | 60 LB RECOVERY CYLINDER | 400PSI - GOOD FOR R410A | 428.15 | Each
54-RC60F | 60 LB TANK WITH FLOAT | 400PSI - GOOD FOR R410A | 671.55 | Each
54-RC100 | 100 LB RECOVERY CYLINDER |  | 2178.5 | Each
54-RC100F | 100 LB REC CYL WITH | FLOAT | 1649.95 | Each
54-RC200F | 200 LB REC CYL WITH | FLOAT | 1799.7 | Each
54-RC1000 | 1000 LB RECOVERY CYLINDE |  | 4799.1 | Each
54-RC1000F | 1000 LB RECOVERY CYLINDE | C/W FLOAT | 5000.3 | Each
55-5101 | COMPLETE CAP CHECK |  | 853.7 | Each
58-20-590 | MECH. OIL REGULATOR | ADJ OLC 5-90 PSI DIFFT'L | 597.6 | Each
58-224 | PRESSURE DIFFERENTIAL | INDICATOR | 552.75 | Each
58-501 | OIL SEPARATOR |  | 910.5 | Each
58-502 | OIL SEPARATOR |  | 953.85 | Each
58-503 | OIL SEPARATOR |  | 962.2 | Each
58-504 | OIL SEPARATOR |  | 981.85 | Each
58-505 | OIL SEPARATOR |  | 1077.3 | Each
58-506 | OIL SEPARATOR |  | 1871.5 | Each
58-507 | OIL SEPARATOR |  | 1924.95 | Each
58-600 | OIL SEPARATOR |  | 488 | Each
58-601 | OIL SEPARATOR |  | 526.45 | Each
58-602 | OIL SEPARATOR |  | 594.25 | Each
58-603 | OIL SEPARATOR |  | 595.65 | Each
58-604 | OIL SEPARATOR |  | 620.8 | Each
58-605 | OIL SEPARATOR |  | 686.35 | Each
58-606 | OIL SEPARATOR |  | 1377.6 | Each
58-607 | OIL SEPARATOR |  | 1424.5 | Each
58-900 | HIGH EFF OIL SEPARATOR |  | 486.45 | Each
58-900-1 | HIGH EFF OIL SEPERATOR |  | 565.9 | Each
58-901 | HIGH EFF OIL SEPARATOR |  | 491.05 | Each
58-902 | OIL SEPARATOR |  | 614.3 | Each
58-902-1 | HIGH EFF OIL SEPARATOR |  | 1334.65 | Each
58-903 | HIGH EFF OIL SEPARATOR |  | 639.35 | Each
58-904 | HIGH EFF OIL SEPARATOR |  | 925.65 | Each
58-905 | OIL SEPARATOR |  | 952.45 | Each
58-905R-SP | OIL SEPARATOR/RESERVOIR |  | 1141.75 | Each
58-922R | OIL SEPARATOR |  | 1504.6 | Each
58-923 | OIL SEPARATOR |  | 1067.95 | Each
58-923R | OIL SEPARATOR |  | 1535.4 | Each
58-924 | OIL SEPERATOR |  | 1879.15 | Each
58-924R | OIL SEPARATOR |  | 2331 | Each
58-925 | OIL SEPARATOR |  | 1858.85 | Each
58-925R | OIL SEPARATOR |  | 2303.7 | Each
58-926 | OIL SEPERATOR |  | 3716.6 | Each
58-926R | OIL SEPARATOR/RESERVOIR |  | 4312.6 | Each
58-927 | OIL SEPARATOR |  | 3743 | Each
58-927R | OIL SEPARATOR |  | 4338.65 | Each
58-928 | OIL SEPARATOR |  | 9088.4 | Each
58-928R | OIL SEPARATOR |  | 8483.25 | Each
58-930 | OIL SEPARATOR |  | 13251.7 | Each
58-930R | OIL SEPARATOR |  | 13388.9 | Each
58-930RASME | OIL SEPARATOR ASME |  | 44384.4 | Each
58-41429 | OIL SEPERATOR 4" GASKET | 10/PK | 149.8 | 10pk
58-41498 | SCREEN-506 |  | 319.95 | Each
58-41507 | SCREEN |  | 367.6 | Each
58-47058 | OIL RESEVOIR |  | 678.55 | Each
58-47080 | OIL RESEVOIR |  | 753.95 | Each
58-48416 | BOTTOM PLATE ASSY |  | 905.35 | Each
58-49664 | FLOAT BALL ASSY 501-505 |  | 272.3 | Each
58-49667 | FL/BALL,SEAT,NEEDLE 506 |  | 272.3 | Each
58-013301331 | 133A OIL SEPARATOR 1/2" | BW | 5085.3 | Each
58-013304332 | OIL SEPARATOR 133A 5/8" | ODS 1/2"BW | 5602.9 | Each
58-013501351 | OIL SEPARATOR CO2 135A |  | 5300.7 | Each
58-013701148 | 48-1 DRIER SHELL 1-1/4 | BW | 5785.35 | Each
58-52200000 | BALL AND FLOAT | (TOP FILL) | 905.35 | Each
58-52200717 | BOTTOM FLOAT AND PLATE | ASSEMBLY AMMONIA COMPAT. | 905.35 | Each
58-52300000 | BOTTOM PLATE 508 |  | 918.95 | Each
58-55100005 | 6"GASKET KIT FOR 926,927 | ,926R,927R, 5 OF EACH | 263.95 | Each
58-55881137 | "O"RING FOR 137A |  | 32.8 | Each
58-55881139 | TOP PLATE | "O"RING FOR 139A | 46.65 | Each
58-55928000 | GASKET FOR 928R |  | 102.15 | Each
58-059267000 | TOP DOME PLATE | FOR 927R | 803.6 | Each
58-60002000 | SCREEN FOR 502 |  | 170.2 | Each
58-60004000 | SCREEN FOR 504 |  | 190.6 | Each
58-60005000 | SCREEN FOR 58-505 2/PK |  | 265.5 | 2pk
58-62021133 | FILTER KIT 133A STD | EFFIC | 228.35 | Each
58-62021135 | FILTER |  | 360.05 | Each
58-62021137 | FILTER FOR 137A |  | 579.55 | Each
58-62021138 | FILTER FOR 138A |  | 647.1 | Each
58-62021139 | FILTER FOR 139A |  | 1132.7 | Each
58-62024000 | CLEAN UP FILTER | KIT 922/923 | 306.35 | Each
58-62028000 | 926/7/926R/7R FILTER KIT |  | 605.85 | Each
58-62028235 | MODIFIED FILTER KIT 927 |  | 1162.35 | Each
58-62029000 | HI EFF FILTER KIT | 926/7/926R/7R | 700.75 | Each
58-62030000 | 926/927 FILTER | CLEAN-UP KIT PLEATED | 850.9 | Each
58-62034000 | FILTER KIT 922/923 |  | 231.45 | Each
58-62037000 | FILTER KIT 924/925 |  | 374.4 | Each
58-62047000 | CLEAN-UP FILTER 924-925 |  | 503.75 | Each
58-62051000 | FILTER KIT 928 & 928R |  | 728.35 | Each
58-62085000 | FILTER KIT 930 & 930R |  | 1334.2 | Each
58-62092802 | PLEATED CLEAN-UP FILTER | 928, 928R | 1449.9 | Each
58-67030000 | ROTOLOCK VALVE |  | 177 | Each
58-67050000 | PARKER A7 | PRESSURE REDUCING VALVE | 960.9 | Each
58-67071020 | OVC-20 PRESSURE REDUCING | VALVE | 537.75 | Each
58-67071236 | PRESSURE REDUCING VALVE | 10-25 PSI 3/8 SAE | 1167.2 | Each
58-76115000 | SIGHT GLASS FOR 58-927R | 15/16-20 PRINTED | 170.2 | Each
58-76116000 | SIGHT GLASS FOR 58-927R | 1-1/8-18 NO PRINTING | 170.2 | Each
58-76118000 | SIGHT GLASS 3/4" NPT | C/W FLOAT 650 PSI | 211.05 | Each
58-76118130 | SIGHT GLASS w/FLOAT | 3/4 NPT NO | 633.05 | Each
58-83033314 | SIGHT GLASS ADAPTER FPT | FOR ZF15 | 527.7 | Each
58-92700717 | OIL SEPARATOR AMMONIA |  | 3270.05 | Each
58-TR4201 | TRAX OIL CONTROL |  | 1524.95 | Each
58-TR4202 | OIL LEVEL CONTROL |  | 1524.95 | Each
58-VR6-12 | VERTICAL LIQUID RECEIVER | 5/8" ODS | 615.15 | Each
59-NE2121Z1 | NE2121Z 115V 60HZ |  | 775.3 | Each
59-NE2130Z1 | NE2130Z 115V 60HZ |  | 788.25 | Each
59-NE2134Z1 | NE2134Z 115V 60HZ |  | 1093 | Each
59-NEK2121GK1 | NEK2121GK 115V 60HZ |  | 696.8 | Each
59-NEK2125GK1 | NEK2125GK 115V 60HZ |  | 734.1 | Each
59-NEK2134GK1 | NEK2134GK 115V 60HZ |  | 874.7 | Each
59-NEK2134GK2 | NEK2134GK 208-230V 60HZ |  | 807.05 | Each
59-NEK2140Z1 | NEK2140Z 115V 60Hz |  | 1001.8 | Each
59-NEK2150GK1 | NEK2150GK 115V 60HZ |  | 975.65 | Each
59-NEK2150GK2 | 1/2+ HP R404A 230V |  | 963.85 | Each
59-NEK2168GK1 | LBP 3/4HP R404A 115V |  | 1221.1 | Each
59-NEK6132Z1 | NEK6132Z 115V 60HZ |  | 729.15 | Each
59-NEK6144Z1 | NEK6144Z 115V 60HZ |  | 759.35 | Each
59-NEK6160Z1 | NEK6160Z 115V 60Hz |  | 721.9 | Each
59-NEK6170Z1 | NEK6170Z 115V 60 Hz / | 100V 50HZ | 777.25 | Each
59-NEK6181GK1 | NEK6181GK 115V 60HZ |  | 831.05 | Each
59-NEK6181GK2 | 1/3 + HP R404A 230-/60/1 |  | 895.75 | Each
59-NEK6187Z1 | NEK6187Z 115V 60Hz / | 100V 50Hz | 710.7 | Each
59-NEK6187Z2 | NEK6187Z 208-230V | 60/1 134a | 853.15 | Each
59-NEK6210GK1 | NEK6210GK 115V 60HZ |  | 863.2 | Each
59-NEK6210GK2 | NEK6210GK 208-230V 60HZ |  | 962.65 | Each
59-NEK6210Z1 | NEK6210Z 115V 60 Hz |  | 628.7 | Each
59-NEK6212Z1 | NEK6212Z 115V 60Hz |  | 841.85 | Each
59-NEK6213GK1 | NEK6213GK 115V 60Hz | R404A | 934.5 | Each
59-NEK6213GK2 | NEK6213GK 208-230V 60Hz |  | 891.75 | Each
59-NEK6214Z1 | NEK6214Z 115V 60Hz |  | 948.35 | Each
59-NEU6187Z1 | R-134A Compressor 1/3+HP | 115/60/1 High | 853.1 | Each
59-NEU6214Z1 | R-134A Compressor 3/4-HP | 115/60/1 High | 1725 | Each
59-NEU6217U1 | R290 Compressor 3/4HP | 115/60/1 | 1452.7 | Each
59-NJ2192GJ2 | NJ2192GJ 208-230V 60HZ |  | 2362.65 | Each
59-NJ2192GK1 | NJ2192GK 115V 60HZ |  | 2097.95 | Each
59-NJ2212GJ2 | NJ2212GJ 208-230V 60HZ |  | 2067.55 | Each
59-NJ2212GK1 | NJ2212GK 115V 60HZ |  | 2067.25 | Each
59-NJ6220Z1 | NJ6220Z 115V 60HZ |  | 1896 | Each
59-NJ6220Z2 | NJ6220Z 208-230V 60HZ |  | 1958.9 | Each
59-NJ6226Z2 | NJ6226Z 208-230V 60HZ |  | 2149.05 | Each
59-NJ7238E2 | NJ7238E 230V 60HZ |  | 2229.1 | Each
59-NJ9226GK2 | NJ9226GK 208-230V 60HZ |  | 1559.35 | Each
59-NJ9226GS5 | NJ9226GS 380-420V 50HZ | 3PH/440-480V 60H | 1735.65 | Each
59-NJ9232GK2 | NJ9232GK 208-230V 60HZ |  | 1701.4 | Each
59-NJ9232GS | R404A Compressor 1-1/4HP | 460V 3PH High | 2500 | Each
59-NJ9238GK2 | NJ9238GK 230V 60HZ |  | 2160.8 | Each
59-NJ9238GS | NJ9238GS 380-420V 50HZ | 3PH/440-480V 60H | 2147.75 | Each
59-NT2168GKV1 | NT2168GKV 115V 60HZ IPR |  | 1381.8 | Each
59-NT2168GKV2 | NT2168GKV 208-230V 60HZ | IPR | 1498.4 | Each
59-NT2180GKV1 | NT2180GKV 115V 60HZ IPR |  | 1559 | Each
59-NT2180GKV2 | NT2180GKV 208-230V 60Hz | IPR | 1559.35 | Each
59-NT2192GKV1 | NT2192GKV 115V 60HZ IPR |  | 1893.7 | Each
59-NT2192GKV2 | NT2192GKV 208-230V 60HZ | LBP R404A | 1893.6 | Each
59-NT2210UV1 | NT2210UV 115/60/1 | R290 1/HP | 1435.9 | Each
59-NT2210UV2 | NT2210UV2 208-230/60/1 | R290 1 1/4HP | 1435.9 | Each
59-NT2212GKV1 | NT2212GKV 115V 60Hz |  | 2156.2 | Each
59-NT2212GKV2 | NT2212GKV 208-230V 60Hz | IPR | 1936.3 | Each
59-NT6215Z1 | NT6215Z 115V 60HZ |  | 1277 | Each
59-NT6215Z2 | NT6215Z 208-230V 60Hz |  | 1459.95 | Each
59-NT6217GKV1 | NT6217GKV 115V 60HZ |  | 1812 | Each
59-NT6217GKV2 | NT6217GKV 208-230V 60Hz |  | 1757.1 | Each
59-NT6217Z1 | NT6217Z 115V 60HZ |  | 1725 | Each
59-NT6217Z2 | NT6217Z 208-230V 60HZ |  | 1893.25 | Each
59-NT6220GKV1 | NT6220GKV 115V 60HZ IPR |  | 1936.25 | Each
59-NT6220GKV2 | NT6220GKV 208-230V 60Hz |  | 1936.8 | Each
59-NT6220Z1 | Compressor 115/60/1 |  | 2060.45 | Each
59-NT6220Z2 | 1 HP 208-230/60/1 R134A |  | 2129.2 | Each
59-NT6222GKV1 | NT6222GKV 115V 60HZ |  | 1740.1 | Each
59-NT6222GKV2 | NT6222GKV 208-230V 60HZ |  | 1553.75 | Each
59-NT6224GKV1 | NT6224GKV 115V 60Hz |  | 1958.5 | Each
59-NT6224GKV2 | NT6224GKV 208-230V 60HZ |  | 1958.55 | Each
59-NT6226GKV1 | NT6226GKV 115V 60Hz |  | 1996.1 | Each
59-NT6226GKV2 | NT6226GKV 208-230V 60HZ |  | 1995.2 | Each
59-NTU6232GKV2 | R-404A - Embraco 1+ | HP 208-230/60/1 | 1921.05 | Each
59-NTU6234GKV2 | NTU6234GKV 208-230V 60HZ | IPR | 2055.8 | Each
59-NTU6238GKV2 | NTU6238GKV 208-230V 60HZ | IPR | 2162.45 | Each
59-NTU6240GKV2 | NTU6240GKV 208-230V 60HZ | IPR | 2163.4 | Each
60-01031-S | STRAIGHT ELECTRODE |  | 32.85 | Each
60-01033 | 101-3 3/4 ASSEMBLY |  | 25.15 | Each
60-01033-S | 101-3 3/4 ASSEMBLY | STRAIGHT | 33.2 | Each
60-01040 | 101-4 ASSEMBLY |  | 25.15 | Each
60-01040-S | 101-4 STR. ASSEMBLY |  | 29.55 | Each
60-01041 | 101-4 1/4 ASSEMBLY |  | 26.25 | Each
60-01041-S | 101-4 1/4 STR. ASSEMBLY |  | 35.55 | Each
60-01042 | 101-4 1/2 ASSEMBLY |  | 28.6 | Each
60-01042-S | 101-4 1/2 STR. ASSEMBLY |  | 56.8 | Each
60-01043 | 101-4 3/4 ASSEMBLY |  | 37.15 | Each
60-01050 | 101-5 ASSEMBLY |  | 29.75 | Each
60-01050-S | 101-5 ASSEMBLY STRAIGHT |  | 39.75 | Each
60-01052 | ELECTRODE ASSY |  | 43.65 | Each
60-01060 | 101-6 ASSEMBLY |  | 31.3 | Each
60-02040 | 102-4 ASSEMBLY |  | 24.7 | Each
60-02040-S | 102-4 ASSEMBLY STRAIGHT |  | 31.4 | Each
60-02042 | 102-4 1/2 ASSEMBLY |  | 31.3 | Each
60-02042-S | 102-4-1/2 ASSEMBLY | STRAIGHT | 39.75 | Each
60-02050-S | 102-5 STR.ASSEMBLY |  | 41.65 | Each
60-02052 | 102-5 1/2 ASSEMBLY |  | 43.65 | Each
60-02052-S | 102-5 1/2 ASSEMBLY | STRAIGHT TIP | 58.35 | Each
60-02060 | 102-6 ASSEMBLY |  | 35.55 | Each
60-02060-S | 102-6 ASSEMBLY STRAIGHT |  | 41.65 | Each
60-02070 | 102-7 ASSEMBLY |  | 49.85 | Each
60-02070-S | 102-7 ASSEMBLY STRAIGHT |  | 54.35 | Each
60-02080 | 102-8 ASSEMBLY |  | 66.4 | Each
60-02080-S | 102-8 ASSEMBLY | STRAIGHT TIP | 64.7 | Each
60-02100S | ELECTRODE ASSEMBLY |  | 75.7 | Each
60-03040 | 103-4 ASSEMBLY |  | 40.35 | Each
60-03040S | ASSEMBLY |  | 48.1 | Each
60-03050 | 103-5 ASSEMBLY |  | 41.45 | Each
60-03050S | 103-5 ASSEMBLY STRAIGHT |  | 51.75 | Each
60-03060 | 103-6 ASSEMBLY |  | 43.65 | Each
60-04040 | 104-4 ASSEMBLY |  | 24.55 | Each
60-04040-S | 104-4 STR.ASSEMBLY |  | 29.55 | Each
60-04042 | 104-4 1/2 ASSEMBLY |  | 37.45 | Each
60-04042-S | 104-4 1/2 STR.ASSEMBLY |  | 44.35 | Each
60-04050 | 104-5 ASSEMBLY |  | 31.3 | Each
60-04050-S | 104-5 ASSEMBLY | ELECTRODE STRAIGHT TIP | 35.15 | Each
60-04052 | 104-5 1/2 ASSEMBLY |  | 43.65 | Each
60-04060 | 104-6 ASSEMBLY |  | 31.3 | Each
60-05033 | 105-3 3/4 ASSEMBLY |  | 41.45 | Each
60-05040-S | 105-4 ASSEMBLY | ELECTRODE - STRAIGHT TIP | 36.95 | Each
60-05042 | 105-4 1/2 ASSEMBLY |  | 49.8 | Each
60-05042-S | 105-4 1/2 ASSEMBLY | ELECTRODE STRAIGHT TIP | 48.1 | Each
60-05050 | 105-5 ASSEMBLY |  | 45.7 | Each
60-05052 | 105-5 1/2 ASSEMBLY |  | 58.15 | Each
60-05060 | 105-6 ASSEMBLY |  | 49.8 | Each
60-05070 | 105-7 ASSEMBLY |  | 74.65 | Each
60-5780 | BECKETT ELECTRODE KIT |  | 52.6 | Each
60-5940 | BECKETT ELECTRODE KIT |  | 107 | Each
60-06040 | 106-4 ASSEMBLY |  | 41.45 | Each
60-06042 | 106-4 1/2 ASSEMBLY |  | 49.8 | Each
60-06050 | 106-5 ASSEMBLY |  | 45.7 | Each
60-06060 | 106-6 ASSEMBLY |  | 49.8 | Each
60-06070 | 106-7 ASSEMBLY |  | 62.35 | Each
60-09040 | 109-4 ASSEMBLY |  | 41.45 | Each
60-09040-S | 109-4 STRAIGHT ASSEMBLY |  | 44.35 | Each
60-09042 | 109-4 1/2 ASSEMBLY |  | 58.15 | Each
60-09050 | 109-5 ASSEMBLY |  | 49.8 | Each
60-09080 | 3/16" DIA ELECTRODES |  | 95.5 | Each
60-11033 | 101-3 3/4 INSULATOR ONLY |  | 12.8 | Each
60-11040 | 101-4 INSULATOR ONLY |  | 13.55 | Each
60-11041 | 101-4 1/4 INSULATOR ONLY |  | 14.85 | Each
60-11042 | 101-4 1/2 INSULATOR ONLY |  | 18 | Each
60-11043 | 101-4 3/4 INSULATOR ONLY |  | 18 | Each
60-11050 | 101-5 INSULATOR ONLY |  | 20.25 | Each
60-11060 | 101-6 INSULATOR ONLY |  | 20.25 | Each
60-12042 | 102-4 1/2 INSULATOR ONLY |  | 18 | Each
60-12052 | 102-5 1/2 INSULATOR ONLY |  | 20.25 | Each
60-12070 | 102-7 INSULATOR ONLY |  | 36 | Each
60-12080 | 102-8 INSULATOR ONLY |  | 45.15 | Each
60-12090 | INSULATOR ONLY |  | 56.4 | Each
60-13040 | 103-4 INSULATOR ONLY |  | 31.55 | Each
60-13050 | 103-5 INSULATOR ONLY |  | 28 | Each
60-13060 | 103-6 INSULATOR ONLY |  | 29.3 | Each
60-14042 | 104-4 1/2 INSULATOR ONLY |  | 22.55 | Each
60-14052 | 104-5 1/2 INSULATOR ONLY |  | 24.9 | Each
60-15030 | 105-3 INSULATOR ONLY |  | 20.5 | Each
60-15033 | 105-3 3/4 INSULATOR ONLY |  | 13.55 | Each
60-15040 | 105-4 INSULATOR ONLY |  | 15.95 | Each
60-15042 | 105-4 1/2 INSULATOR ONLY |  | 18 | Each
60-15050 | 105-5 INSULATOR ONLY |  | 20.25 | Each
60-15052 | 105-5 1/2 INSULATOR ONLY |  | 22.55 | Each
60-15060 | 105-6 INSULATOR ONLY |  | 22.55 | Each
60-15070 | 105-7 INSULATOR ONLY |  | 36 | Each
60-16040 | 106-4 INSULATOR ONLY |  | 26.95 | Each
60-16042 | 106-4 1/2 INSULATOR ONLY |  | 36 | Each
60-16050 | 106-5 INSULATOR ONLY |  | 31.55 | Each
60-16060 | 106-6 INSULATOR ONLY |  | 33.85 | Each
60-16070 | 106-7 INSULATOR ONLY |  | 45.15 | Each
60-17076 | 5" RECESSED INSULATOR |  | 38.25 | Each
60-19050 | 109-5 INSULATOR ONLY |  | 31.55 | Each
60-19080 | 1/2" DIA INSULATOR 8" |  | 58.5 | Each
60-20075 | CA9 ASSEMBLY |  | 43.65 | Each
60-20076 | CA14 ASSEMBLY |  | 41.45 | Each
60-20077 | AERO ELECTODE | 27-25132100 2/PK | 91.45 | 2PK
60-20080 | CA9A ASSEMBLY |  | 43.65 | Each
60-20125 | CA24 ASSEMBLY |  | 45.7 | Each
60-20135 | CA26 ASSEMBLY |  | 99.6 | Each
60-20140 | CA28 ASSEMBLY |  | 149.4 | Each
60-20245 | CA59A ASSEMBLY |  | 83 | Each
60-20265 | CA63-ASSEMBLY |  | 174.5 | Each
60-20295 | CA64B-ASSEMBLY |  | 224.3 | Each
60-20310 | CA65 ASSEMBLY |  | 124.45 | Each
60-20315 | CA66 ASSEMBLY |  | 124.45 | Each
60-20325 | CA68 ASSEMBLY |  | 124.45 | Each
60-20335 | CA70 ASSEMBLY |  | 60.25 | Each
60-20404 | CB2 ASSEMBLY |  | 31.3 | Each
60-20410 | CB3 ASSEMBLY |  | 24.55 | Each
60-20413 | ELECTRODE - BECKETT | 3.25"I 1 3/8"T 9/16"D | 31.3 | Each
60-20415 | CB4 ASSEMBLY |  | 32.8 | Each
60-20425 | CB6 ASSEMBLY |  | 49.8 | Each
60-20437 | BECKETT (INTERTHERM) |  | 31.3 | Each
60-20441 | BECKETT (INTERTHERM) |  | 31.3 | Each
60-20470 | CB20 ASSEMBLY |  | 83 | Each
60-20475 | CB22 ASSEMBLY |  | 52 | Each
60-20495 | CB26 ASSEMBLY |  | 83 | Each
60-20500 | CB27 ASSEMBLY |  | 83 | Each
60-20505 | CB28 ASSEMBLY |  | 83 | Each
60-20510 | CB30 ASSEMBLY |  | 83 | Each
60-20532 | CB29 ASSEMBLY |  | 85.1 | Each
60-20535 | CB31 ASSEMBLY |  | 85.1 | Each
60-20709 | CC6 ASSEMBLY |  | 64.5 | Each
60-20710 | CC7 ASSEMBLY |  | 61.8 | Each
60-20720 | CC9 ASSEMBLY 2/PK |  | 62.6 | 2pk
60-20770 | CC57 ASSEMBLY |  | 35.3 | Each
60-20775 | CC60 ASSEMBLY |  | 45.4 | Each
60-20779 | CC60A ASSEMBLY |  | 47.9 | Each
60-20780 | CC57A ASSEMBLY |  | 28.8 | Each
60-20805 | CC22 ASSEMBLY |  | 66.4 | Each
60-20824 | IGNITION ELECTRODE |  | 64.5 | Each
60-20874-02 | CLEAN BURN ELECTRODE | 2/PK | 43.65 | 2pk
60-20905 | CC35A ASSEMBLY |  | 131.25 | Each
60-20910 | CC36 ASSEMBLY |  | 123.5 | Each
60-20912 | ELECTRODE |  | 123.5 | Each
60-20935 | CC65 ASSEMBLY |  | 123.5 | Each
60-20940 | CC78 ASSEMBLY |  | 402.95 | Each
60-20945 | CC81 ASSEMBLY |  | 424.6 | Each
60-20950 | CC79 ASSEMBLY |  | 317.65 | Each
60-20952 | ELECTRODE 2/PK |  | 270.35 | 2pk
60-20955 | CC104 ASSEMBLY |  | 293.3 | Each
60-20960 | CC106 ASSEMBLY |  | 123.5 | Each
60-20972 | CC120B ASSEMBLY |  | 302.15 | Each
60-20977 | ELECTRODE |  | 294.1 | Each
60-20980 | CC122C ASSEMBLY |  | 305.3 | Each
60-20982 | CC122D ASSEMBLY |  | 316.05 | Each
60-20986 | ELECTRODE |  | 324.95 | Each
60-20989 | CC122G ASSEMBLY |  | 328.85 | Each
60-20990 | CC124 ASSEMBLY |  | 288.1 | Each
60-20992 | CC125 ASSEMBLY |  | 307.55 | Each
60-20995 | CC40A ASSEMBLY |  | 111.95 | Each
60-21010 | CC41A ASSEMBLY |  | 74.3 | Each
60-21060 | CC50A ASSEMBLY |  | 147.5 | Each
60-21065 | CC50B ASSEMBLY |  | 164.1 | Each
60-21173 | ASSEMBLY |  | 143.15 | Each
60-21185 | CD34 ASSEMBLY |  | 62.35 | Each
60-21190 | CD36 ASSEMBLY |  | 70.65 | Each
60-21316 | CE16 ASSEMBLY |  | 94.75 | Each
60-21415 | CE63 ASSEMBLY |  | 99.25 | Each
60-21450 | CE32 ASSEMBLY |  | 87.25 | Each
60-21557 | CF14 ASSEMBLY |  | 174.5 | Each
60-21559 | CF12A ASSEMBLY |  | 232.3 | Each
60-21560 | CF14A ASSEMBLY |  | 240.8 | Each
60-21561 | FULTON ELECTRODE ASS'BLY |  | 346.55 | Each
60-21562 | FULTON ASSEMBLY |  | 164.1 | Each
60-21563 | CF16 ASSEMBLY |  | 127.15 | Each
60-21565 | CF17 ASSEMBLY |  | 112.1 | Each
60-21610 | CG4 ASSEMBLY |  | 99.25 | Each
60-21615 | CG6 ASSEMBLY |  | 99.25 | Each
60-21617 | CG8 ASSEMBLY |  | 107.5 | Each
60-21672 | IGNITION ELECTRODE |  | 235.7 | Each
60-21681 | CG59 ELECTRODES | 2-PER PACK | 81.1 | Each
60-21683 | ELECTRODE CG58 |  | 97.7 | Each
60-21687 | CG65 ASSEMBLY |  | 89.35 | Each
60-21718 | ELECTRODE |  | 120.45 | Each
60-21733 | FLAME ROD |  | 125.4 | Each
60-21735 | IGNITION ELCTRODE |  | 125.4 | Each
60-21815 | CH53 ASSEMBLY |  | 120.45 | Each
60-21823R | FLAME ROD ONLY |  | 54.05 | Each
60-21940 | CH39 ASSEMBLY |  | 91.45 | Each
60-21945 | CH56 ASSEMBLY |  | 91.45 | Each
60-22013-01 | ELECTRODE CB PROFIRE |  | 190.7 | Each
60-22025 | CI2 ASSEMBLY |  | 207.25 | Each
60-22046 | BOOT |  | 120.45 | Each
60-22083 | CI22 ASSEMBLY |  | 96.05 | Each
60-22087 | CI24 ASSEMBLY |  | 132.7 | Each
60-22090 | CI25 ASSEMBLY |  | 124.45 | Each
60-22105 | ELECTRODE; BOILER | IGNITION IRON | 103.45 | Each
60-22115 | ELECTRODE; BOILER | IGNITION IRON | 110.8 | Each
60-22144 | CI56 ASSEMBLY |  | 139.5 | Each
60-22232 | CJ2 ASSEMBLY |  | 160.8 | Each
60-22235 | CJ5 ASSEMBLY |  | 203.35 | Each
60-22246 | CJ16 ASSEMBLY |  | 112.3 | Each
60-22260 | JOHNSON ELECTRODE |  | 198.75 | Each
60-22427 | CL12 ASSEMBLY |  | 164.8 | Each
60-22428 | CL13 ASSEMBLY |  | 66.4 | Each
60-22480 | CL4 ASSEMBLY |  | 74.65 | Each
60-23739 | MAXON IGNITER | SPARKER | 202.3 | Each
60-25044R | CR 25044R ASSEMBLY |  | 117 | Each
60-25045 | CR-25045 ASSEMBLY |  | 70.65 | Each
60-25150-02 | ELECTRODES 2/PK |  | 60.95 | Each
60-25152 | CM52 ASSEMBLY |  | 57.7 | Each
60-25156 | CM60 ASSEMBLY |  | 93.8 | Each
60-25158 | CM62 ASSEMBLY |  | 57.7 | Each
60-25168 | CM56 ASSEMBLY |  | 76.5 | Each
60-25177 | CM54 ASSEMBLY |  | 62.35 | Each
60-25193 | ASSEMBLY |  | 135.5 | Each
60-25212 | CM61 ASSEMBLY |  | 74.95 | Each
60-25218 | CM45 ASSEMBLY |  | 168.7 | Each
60-25220 | CM46 ASSEMBLY |  | 177.75 | Each
60-25221 | CM46A ASSEMBLY |  | 189.1 | Each
60-25222 | CM47 ASSEMBLY |  | 209.95 | Each
60-25226 | CM64 ASSEMBLY |  | 209.95 | Each
60-25430 | CN10 ASSEMBLY |  | 91.45 | Each
60-25434 | CN14 ASSEMBLY |  | 41.45 | Each
60-25449 | CN20 ASSEMBLY |  | 35.3 | Each
60-25454 | CN23 ASSEMBLY |  | 40 | Each
60-25662 | CO26 ASSEMBLY |  | 149.4 | Each
60-25668 | CO30 ASSEMBLY |  | 153.65 | Each
60-26782 | PVI INDUSTRIES |  | 76.85 | Each
60-26798 | ELECTRODE 2 /PK |  | 119.7 | Each
60-26805 | CP50 ASSEMBLY |  | 223.85 | Each
60-26808 | CP51 ASSEMBLY |  | 215.45 | Each
60-26856 | CP19 ASSEMBLY |  | 162.7 | Each
60-26859 | CP19A ASSEMBLY |  | 169.15 | Each
60-26871 | ELECTRODE 2/PK |  | 107.35 | 2pk
60-26884 | CP32 ASSEMBLY |  | 84.15 | Each
60-26888 | CP36 ASSEMBLY |  | 92.3 | Each
60-26890 | CP37 ASSEMBLY |  | 45.8 | Each
60-26892 | CP-38 ASSEMBLY |  | 92.3 | Each
60-26910 | CP25 ASSEMBLY |  | 139.3 | Each
60-26928 | CP21 ASSEMBLY |  | 174.5 | Each
60-26991 | POWER FLAME ELECTRODE |  | 85.35 | Each
60-26994 | POWER FLAME ELECTRODE |  | 97.7 | Each
60-27040 | QUIET HEAT (CQ 12) |  | 83 | Each
60-27128 | CR20 ASSEMBLY |  | 137.05 | Each
60-27145 | CR30 ASSEMBLY |  | 157.85 | Each
60-27166 | CR62 ASSEMBLY |  | 199.2 | Each
60-27170 | CR70 GROUND ROD |  | 124.7 | Each
60-27195-LH | ELECTRODE LEFT HAND |  | 45.1 | Each
60-27195-RH | ELECTRODE RIGHT HAND |  | 45.1 | Each
60-27240 | CR40 ASSEMBLY |  | 132.8 | Each
60-27330 | ELECTRODE CS7C |  | 125.6 | Each
60-27456 | CS49 ASSEMBLY |  | 83 | Each
60-27498 | CS82C ASSEMBLY |  | 77.2 | Each
60-27498-5 | CS82C ASSEMBLY-5"BODY |  | 48.1 | Each
60-27500 | CS82D ASSEMBLY |  | 49.8 | Each
60-27731 | ELECTRODE ASSEMBLY |  | 234.45 | Each
60-27789-5 | CT38A ASS'Y.WITH A 5" TI |  | 330.95 | Each
60-27825 | CT40 ASSEMBLY |  | 166 | Each
60-27826 | NLA CT41 ASSEMBLY |  | 66.5 | Each
60-27882 | VOLCANO ELECTRODE |  | 241.95 | Each
60-28020 | CW9 ASSEMBLY |  | 33.2 | Each
60-28022 | CW10 ASSEMBLY |  | 24.9 | Each
60-28023 | CW10A ASSEMBLY |  | 34.95 | Each
60-28024 | CW11 ASSEMBLY |  | 24.9 | Each
60-28026 | CW11A ASSEMBLY |  | 31.65 | Each
60-28042 | CW62 ASSEMBLY |  | 78.95 | Each
60-28084 | IGNITION ELECTODE |  | 106.4 | Each
60-28091K | WEIL McLEAN TUNE UP KIT |  | 236.05 | Each
60-28240 | CW48 ASSEMBLY |  | 96.05 | Each
60-28301 | YORK SHIPLEY ELECTRODE | 0.562" DIA 11.375" LONG | 141.25 | Each
60-28312 | CY12 ASSEMBLY |  | 176.4 | Each
60-28314 | CY14 ASSEMBLY |  | 74.65 | Each
60-28316 | CY16 ASSEMBLY |  | 103.85 | Each
60-28322 | CY22 ASSEMBLY |  | 124.7 | Each
60-28324 | CY24 ASSEMBLY |  | 99.6 | Each
60-28330 | YORK SHIPLEY ELECTRODE |  | 120.45 | Each
60-31156K | ELECTRODE |  | 147.9 | Each
60-35161 | MIDCO ELECTRODE |  | 85.1 | Each
60-35192 | MIDCO ASSEMBLY |  | 113.25 | Each
60-40002S | 24" S/S PROBE 1/4-20 |  | 98.4 | Each
60-40068 | AUBURN IGNITER | I-64-1 | 249.75 | Each
60-40180 | AUBURN ELECTRODE WCT-90 |  | 475.1 | Each
60-40205 | WCC12-1 AUBURN ASSY |  | 543.8 | Each
60-40234 | P-75 OBSERVATION PORT |  | 239.35 | Each
60-40246 | BLACK SIL PROTECTOR BOOT |  | 49.45 | Each
60-40275 | ITK 301 PRO KIT |  | 983.35 | Each
60-40283 | BECKETT ELECTRODE ROLL- | UP KIT | 420.25 | Each
60-61900 | CONNECTOR; SPARK PLUG | TERMINAL | 2.1 | Each
60-70071 | WIRE LEADS FOR | HONEYWELL | 157.15 | Each
60-578707C | BECKETT ELECTRODE KIT |  | 74.4 | Each
60-578723 | BECKETT IGNITER KIT | 2 ELECTRODES & INSTUCT. | 56.4 | Each
60-C201 | NOZZLE WRENCH |  | 265.3 | Each
60-CA100 | ASSEMBLY SPARK PLUG |  | 228.5 | Each
60-CA200 | ASSEMBLY |  | 274.1 | Each
60-CA250 | AUBURN FLAME ROD |  | 281.75 | Each
60-CA410 | FLAME ROD |  | 485.5 | Each
60-CA412 | FLAME ROD |  | 643.4 | Each
60-CA434 | AUBURN FLAME ROD |  | 175.55 | Each
60-CA435 | AUBURN FLAME ROD |  | 228.5 | Each
60-CA475 | AUBURN ELCTRODE |  | 197.3 | Each
60-CA503 | AUBURN ELCTRODE |  | 219.95 | Each
60-F-240LLH | FEED THRU ELECT |  | 689.65 | Each
60-FRS-2-6 | FLAME ROD |  | 290.6 | Each
60-FRS-2-12 | FLAME ROD |  | 323.8 | Each
60-FRS-2-18 | FLAME ROD |  | 347.2 | Each
60-FRS2-18 | FLAME ROD |  | 562.85 | Each
60-FRS-2-24 | FLAME ROD |  | 412.95 | Each
60-FRS-3 | FLAME ROD |  | 591.7 | Each
60-FRS-4-6 | FLAME ROD |  | 175.55 | Each
60-FRS-4-12 | FLAME ROD |  | 168.25 | Each
60-FRS-4-18 | FLAME ROD |  | 381.35 | Each
60-I-2 | AUBURN ELECTRODE ASSY' |  | 278.1 | Each
60-I-2-3 | AUBURN ELECTRODE ASSY |  | 213.9 | Each
60-I-2INS | AUBURN ELECTRODE ASSY |  | 246.05 | Each
60-I-3 | AUBURN ELECTRODE ASSY |  | 200.65 | Each
60-I-5-99 | AUBURN ELECTRODE ASSY |  | 317.65 | Each
60-I-6 | AUBURN ELECTRODE ASSY |  | 198.75 | Each
60-I-18-14 | AUBURN ELECTRODE ASSY |  | 311.45 | Each
60-I-18-36 | AUBURN ELECTRODE ASSY |  | 494.05 | Each
60-I-18K | AUBURN ELECTRODE ASSY |  | 456.25 | Each
60-I-25 | AUBURN ELECTRODE ASSY |  | 320.75 | Each
60-I-31 | AUBURN ELECTRODE ASSY |  | 206.15 | Each
60-I-31-1 | AUBURN ELECTRODE ASSY |  | 209.95 | Each
60-I-32 | AUBURN ELECTRODE ASSY |  | 140.9 | Each
60-I-33 | AUBURN ELECTRODE ASSY |  | 253.6 | Each
60-I-34 | AUBURN ELECTRODE ASSY |  | 259.3 | Each
60-I-64-1 | AUBURN ELECTRODE ASSY |  | 249.75 | Each
60-I-64-3 | AUBURN ELECTRODE ASSY |  | 291.8 | Each
60-I-90-8 | ASHBURN ELECTRODE ASSY |  | 1559.9 | Each
60-I-101 | AUBURN ELECTRODE ASSY |  | 197.95 | Each
60-I-102 | AUBURN ELECTRODE ASSY |  | 272.9 | Each
60-I-181 | AUBURN ELECTRODE ASSY |  | 202.05 | Each
60-IA-9 | AUBURN ELECTRODE ASSY |  | 352.8 | Each
60-IA-15 | AUBURN ELECTRODE ASSY |  | 336.15 | Each
60-IA-16 | AUBURN ELECTRODE ASSY |  | 182.5 | Each
60-IC-9-2 | AUBURN ELECTRODE ASSY |  | 667.3 | Each
60-IC-9-5 | AUBURN ELECTRODE ASSY. |  | 628.7 | Each
60-IC-10 | AUBURN ELECTRODE ASSY |  | 323.45 | Each
60-IC-15 | NLA AUBURN ELECTRODE | ASSY | 431.3 | Each
60-IP-16 | AUBURN ELECTRODE ASSY |  | 245.85 | Each
60-IP-17 | AUBURN ELECTRODE ASSY |  | 263.65 | Each
60-IP-19 | AUBURN ELECTRODE ASSY |  | 240.45 | Each
60-OJ-21-1 | AUBURN ELECTRODE ASSY |  | 301.1 | Each
60-OJ-21-4 | AUBURN ELECTRODE ASSY |  | 372.45 | Each
60-P-38 | OBSERVATION PORT |  | 206.15 | Each
60-P-50 | OBSERVATION PORT |  | 209.2 | Each
60-P-75 | OBSERVATION PORT |  | 239.35 | Each
60-P-100 | OBSERVATION PORT |  | 301.45 | Each
60-SI-185 | NLA AUBURN ELECTRODE | ASSY | 548.45 | Each
60-SI-186 | AUBURN ELECTRODE ASSY |  | 531.15 | Each
60-WCC-12 | AUBURN ELECTRODE ASSY |  | 543.8 | Each
60-WCC-12-KH | AUBURN ELECTRODE ASSY |  | 443 | Each
60-WCC-1112 | AUBURN ELECTRODE ASSY |  | 538 | Each
60-WCC-1138 | AUBURN ELECTRODE ASSY |  | 555.4 | Each
60-WCC1138KH | AUBURN ELECTRODE ASSY |  | 556.15 | Each
60-WCT-90 | PROBE; LOW WATER |  | 475.1 | Each
60-WCT-938 | AUBURN ELECTRODE ASSY |  | 462.4 | Each
60-XX501 | SPEC. ELECTRODE |  | 239.85 | Each
60-XX527 | ELECTRODE |  | 174.1 | Each
60-XX939-22 | ELECTRODE/ SPECIAL |  | 231.85 | Each
60-XX939-34 | ELECTRODE 9/16"X3/4" |  | 335.8 | Each
60-XX939-40 | ELECTRODE | XX939 EXCEPT 40" OAL | 231.85 | Each
60-XX1538 | IND. IGNITER 40.625 OAL |  | 1209.2 | Each
60-XX1805 | IGNITOR |  | 343.35 | Each
60-Z6 | CHAMPION SPARKTRODE |  | 11.3 | Each
61-01003 | 1/8" STAINLESS TUBE | BRUSH | 6.15 | Each
61-01015 | 3/16" CARBON TUBE BRUSH |  | 10.5 | Each
61-01025 | 1/4" CARBON TUBE BRUSH |  | 12.5 | Each
61-01045 | 3/8" CARBON TUBE BRUSH |  | 24.75 | Each
61-01060 | 1/2" CARBON TUBE BRUSH |  | 18.2 | Each
61-01065 | 1/2" STAINLESS TUBE | BRUSH | 16.7 | Each
61-01080 | 5/8" CARBON TUBE BRUSH |  | 18.5 | Each
61-01100 | 3/4" CARBON TUBE BRUSH |  | 19 | Each
61-01120 | 7/8" CARBON TUBE BRUSH |  | 23.15 | Each
61-01140 | 1" CARBON TUBE BRUSH |  | 25.9 | Each
61-01194 | 1/2" STAIN/STEEL | WIRE BRUSH | 26.85 | Each
61-01202 | 1" STAIN/STEEL | WIRE BRUSH | 35.75 | Each
61-01208 | 1/4" STAINLESS WIRE TUBE |  | 26.65 | Each
61-01210 | 3/8" STAINLESS TUBE | BRUSH | 28.2 | Each
61-01212 | 1/2" STAINLESS WIRE TUBE |  | 29.4 | Each
61-01214 | 5/8" STAIN/STEEL | WIRE BRUSH | 30.35 | Each
61-01216 | 3/4" STAINLESS WIRE TUBE |  | 31.1 | Each
61-01220 | 1" STAINLESS WIRE TUBE |  | 33.5 | Each
61-01222 | 1 1/4" STAINLESS WIRE | TUBE | 35.2 | Each
61-01224 | 1 1/2" STAINLESS WIRE | TUBE | 35.75 | Each
61-01226 | 2" STAINLESS WIRE TUBE |  | 38.25 | Each
61-01256 | 1/4" STAINLESS WIRE TUBE |  | 27.85 | Each
61-01260 | 1/2" STAINLESS WIRE TUBE |  | 36.85 | Each
61-01264 | 3/4" STAINLESS WIRE TUBE |  | 38.25 | Each
61-01270 | 1" STAINLESS WIRE TUBE |  | 42.3 | Each
61-01272 | 1-1/4"STAINLESS WIRE | TUBE | 43.65 | Each
61-01274 | 1-1/2"STAINLESS WIRE | TUBE | 43.75 | Each
61-01276 | 2" STAINLESS WIRE TUBE |  | 45.5 | Each
61-01278 | 2-1/2"STAINLESS WIRE | TUBE | 47.85 | Each
61-01280 | 3" S/S WIRE TUBE BRUSH |  | 51.9 | Each
61-01286 | 1/2" STAINLESS WIRE TUBE |  | 39.3 | Each
61-01294 | 1" CARBON TUBE BRUSH |  | 43.45 | Each
61-01314 | 3/4" STAINLESS WIRE TUBE |  | 26.15 | Each
61-01324 | 2" STAINLESS WIRE TUBE |  | 55.2 | Each
61-01326 | 2-1/2"STAINLESS WIRE TUB |  | 47.75 | Each
61-01388 | 1 1/2" 42" OAL HORSEHAIR |  | 40.55 | Each
61-01392 | DISPLAY5/8"-1 5/8" |  | 38.75 | Each
61-01398 | 1 1/2" CARBON TUBE BRUSH |  | 45.3 | Each
61-01399 | 3/4" CARBON TUBE BRUSH |  | 40.7 | Each
61-01400 | 2" TUBE & RAD BRUSH |  | 50.45 | Each
61-01405 | 2 1/2" CARBON TUBE BRUSH |  | 57.3 | Each
61-01410 | 3" TUBE AND RAD BRUSH |  | 61.55 | Each
61-01445 | 1/2" BLR BRUSH NYL 30" |  | 22.9 | Each
61-01450 | 3/4" NYL TUBE BRUSH 30" |  | 23.75 | Each
61-01455 | 1" NYLON TUBE BRUSH |  | 24.85 | Each
61-01460 | 1-1/2" NYLON TUBE BRUSH |  | 26.65 | Each
61-01470 | 3/4" NYLON TUBE BRUSH |  | 32.1 | Each
61-01475 | 1" NYLON TUBE BRUSH |  | 30.35 | Each
61-01478 | 1-1/2" NYLON TUBE BRUSH |  | 31.15 | Each
61-01480 | 2" HORSEHAIR BRUSH |  | 44.4 | Each
61-01481 | 2" NYLON TUBE BRUSH |  | 43.95 | Each
61-01490 | 3" HORSEHAIR TUBE BRUSH |  | 47.15 | Each
61-01491 | 3" DIA 42" NYLON | TUBE BRUSH | 45.85 | Each
61-01520 | 2" NYLON TUBE BRUSH |  | 27.55 | Each
61-01538 | 2 1/2" NYLON TUBE BRUSH |  | 35.85 | Each
61-01836 | 1/2" HORSEHAIR BRUSH |  | 24.4 | Each
61-04856 | 3/8" HORSEHAIR TUBE | BRUSH | 12.55 | Each
61-04860 | 1/2" HORSEHAIR BRUSH |  | 13.45 | Each
61-04865 | 3/4" HORSEHAIR TUBE | BRUSH | 12.85 | Each
61-04867 | 3/4" NYLON TUBE BRUSH |  | 11.95 | Each
61-04882 | 1/4" NYLON TUBE BRUSH |  | 10.9 | Each
61-04883 | 3/8" NYLON TUBE BRUSH |  | 11.55 | Each
61-04884 | 1/2" NYLON TUBE BRUSH |  | 11.7 | Each
61-04888 | 1"DIA,12-1/4"OAL |  | 15.1 | Each
61-04891 | 1 1/2" NYLON TUBE BRUSH |  | 17.3 | Each
61-04964 | 1/2" HORSEHAIR TUBE | BRUSH | 14.15 | Each
61-05010 | TOILET BOWL BRUSH |  | 19.7 | Each
61-05050 | 5 1/2" BASSINE WHISK |  | 11.95 | Each
61-05065 | 2"X11" RAYON COTTON SWAB |  | 10.9 | Each
61-30002 | 3' EXTENSION ROD |  | 36 | Each
61-30003 | 3' TWIST WIRE EXT RODS | 1/4"NPT | 37.45 | Each
61-30007 | TWISTED STEEL ROD |  | 42.3 | Each
61-30009 | 3' TWIST WIRE EXT RODS | 24/PK 1/4"NPT | 963.3 | 24pk
61-30021 | 4' EXTENSION ROD |  | 43.2 | Each
61-30022 | 4' EXTEND ROD DISPLAY | 6Pk | 275.15 | Each
61-30031 | 4' TWIST WIRE EXT ROD | 1/4"NPT | 44.95 | Each
61-30033 | 4' TWIST WIRE EXT RODS | 24/PK 1/4"NPT | 1050.45 | 24pk
61-30035 | 4' EXTENSION ROD |  | 80.8 | Each
61-30061 | 6' EXTENSION ROD |  | 50.4 | Each
61-30065 | 6' EXTENSION ROD |  | 85.7 | Each
61-30071 | 6' EXTENSION ROD 24/PK |  | 1147.8 | 24pk
61-30073 | 6' TWIST WIRE EXT RODS | 24/PK 1/4" NPT | 1510.25 | 24pk
61-30600 | 6" ROUND CHIMNEY BRUSH |  | 82.4 | Each
61-30606 | 6" SQUARE CHIMNEY BRUSH |  | 139.05 | Each
61-30700 | 7" ROUND CHIMNEY BRUSH |  | 90.8 | Each
61-30707 | 7" SQUARE CHIMNEY BRUSH |  | 141.45 | Each
61-30708 | 7"X7" CHIMNEY BRUSH |  | 185.25 | Each
61-30800 | 8" ROUND CHIMNEY BRUSH |  | 96.9 | Each
61-30801 | 8" ROUND CHIMNEY BRUSH |  | 146.7 | Each
61-30808 | 8" SQUARE CHIMNEY BRUSH |  | 145 | Each
61-30809 | 8" X 8" CHIMNEY BRUSH |  | 188.45 | Each
61-30900 | 9" ROUND CHIMMNEY BRUSH |  | 115.55 | Each
61-31000 | 10" ROUND CHIMMNEY BRUSH |  | 124.95 | Each
61-31001 | 10" HEAVY DUTY BRUSH |  | 188.45 | Each
61-31006 | 10 X 6" RECT CHIMNEY | BRUSH | 212.95 | Each
61-31008 | 10 X 8" RECT. CHIMNEY | BRUSH | 216.45 | Each
61-31010 | 10"X10" SQUARE CHIMNEY |  | 207.75 | Each
61-31011 | 10"X10" CHIMNEY BRUSH |  | 279.4 | Each
61-31107 | 11" X 7" CHIMNEY BRUSH |  | 197.3 | Each
61-31108 | 11"X7" CHIMNEY BRUSH |  | 261.95 | Each
61-31200 | 12" ROUND CHIMMNEY BRUSH |  | 136.3 | Each
61-31205 | 12"X8" CHIMNEY BRUSH |  | 265.4 | Each
61-31208 | 12"X8" CHIMNEY BRUSH |  | 197.3 | Each
61-31213 | 12"X12" CHIMNEY BRUSH |  | 335.25 | Each
61-31401 | 14" ROUND CHIMNEY BRUSH |  | 272.4 | Each
61-33110 | 5"ROUND POLYPRO CHIMNEY |  | 65.5 | Each
61-33140 | 6" ROUND POLYPRO CHIMNEY |  | 66.5 | Each
61-33150 | 6" SQUARE POLYPRO | CHIMNEY | 127.55 | Each
61-33170 | 7" ROUND POLYPRO CHIMNEY |  | 69.9 | Each
61-33190 | 8" ROUND POLYPRO CHIMNEY |  | 73.35 | Each
61-33200 | 8" SQUARE POLYPRO | CHIMNEY | 158.85 | Each
61-33210 | 12" ROUND POLYPRO | CHIMNEY | 97 | Each
61-39919 | 1 ROW HORSEHAIR BRUSH |  | 91.45 | Each
61-39920 | 2 1/4" HORSEHAIR RAD | BRUSH | 46 | Each
61-39924 | 1 1/4" HORSEHAIR BRUSH |  | 26.85 | Each
61-39950 | 3 1/2"X12" SMOKE SHELF B |  | 71.9 | Each
61-39960 | 2 1/2"X27" NYLON 7"BRUSH |  | 34.7 | Each
61-39961 | 2" HORSEHAIR RAD BRUSH |  | 34.65 | Each
61-39962 | 3" HORSEHAIR RAD BRUSH |  | 37.7 | Each
61-39963 | 2" NYLON TUBE BRUSH |  | 28.75 | Each
61-39964 | 3" NYLON RAD.BRUSH |  | 32.5 | Each
61-39973 | 2" DIA. 42 'OAL |  | 47.35 | Each
61-61210 | 1/2" FITTING BRUSH |  | 12.9 | Each
61-61211 | 1/2" FITTING BRUSH |  | 18.5 | Each
61-61321 | 3/4" FITTING BRUSH |  | 19.2 | Each
61-61332 | HARD HEAD BRUSH 3/4" |  | 20.7 | Each
61-61450 | 1" FITTING BRUSH |  | 16.7 | Each
61-61453 | 1" FITTING BRUSH |  | 21.8 | Each
61-61625 | FITTING BRUSH POS | DISPLAY | 289.55 | Each
61-62035 | 3/8" TUBE CLEAN BRUSH |  | 19.5 | Each
61-62050 | 1/2" TUBE CLEAN BRUSH |  | 20.85 | Each
61-62065 | 5/8" ID TUBE CLEANING | BRUSH | 23.55 | Each
61-62080 | 3/4" TUBE CLEAN BRUSH |  | 23.55 | Each
61-62110 | 1-1/8" TUBE CLEAN BRUSH |  | 25.75 | Each
61-62330 | POWER TUBE BRUSH 5/8" |  | 34.05 | Each
61-62340 | POWER TUBE BRUSH 3/8" |  | 34.05 | Each
61-62350 | POWER TUBE BRUSH 1/2" |  | 34.35 | Each
61-62370 | 3/4" TUBE CLEAN BRUSH |  | 37.7 | Each
61-62390 | 1" TUBE CLEAN BRUSH |  | 39.75 | Each
61-62500 | 3/8" TUBE BRUSH (BAGGED) |  | 22.1 | Each
61-62503 | 1" TUBE BRUSH (BAGGED) |  | 28.25 | Each
61-62505 | 1/2" TUBE BRUSH (BAGGED) |  | 22.1 | Each
61-62506 | 3/4" TUBE BRUSH (BAGGED) |  | 26.1 | Each
61-62821 | PWR DEUCE BRUSHING TOOL | 1/2"ID | 64.5 | Each
61-62831 | POWER-DEUCE 3/4" BRUSH |  | 66.75 | Each
61-62841 | PWR DEUCE BRUSHING TOOL | 1" ID | 67.15 | Each
61-63005 | FITTING BRUSH 6300 | SERIES, IND. BOX 1/8"ID | 26.2 | Each
61-63015 | 3/8" FITTING BRUSH |  | 26.2 | Each
61-63025 | FITTING BRUSH, 6300 | SERIES, IND. BOX 3/8"ID | 27.1 | Each
61-63035 | 1/2" FITTING BRUSH |  | 28.8 | Each
61-63050 | 3/4" FITTING BRUSH |  | 28.8 | Each
61-63060 | 7/8" FITTING BRUSH |  | 29.9 | Each
61-63085 | 1" FITTING BRUSH |  | 30.85 | Each
61-64020 | 3/8" FITTING BRUSH |  | 27.5 | Each
61-64030 | 1/2" FITTING BRUSH |  | 29.8 | Each
61-64040 | 5/8" FITTING BRUSH |  | 29.7 | Each
61-64060 | 7/8" FITTING BRUSH |  | 30.15 | Each
61-65000 | T-HANDLE EXTENSION ROD |  | 42.35 | Each
61-65001 | T-HANDLE |  | 11.7 | Each
61-65002 | 36" STEEL EXTENSION ROD |  | 73.1 | Each
61-65003 | ADAPTOR |  | 15.2 | Each
61-65004 | ADAPTOR |  | 14.95 | Each
61-65006 | T HANDLE FOR STEEL RODS |  | 12.45 | Each
61-65007 | BRUSH ADAPTER |  | 37.3 | Each
61-65008 | T-HANDLE FOR EXT. RODS | 1/4"-20 MALE THREAD | 15.1 | Each
61-65009 | ROD/BRUSH ADAPTER | 5/16"-18 TO 1/4-20 | 16.25 | Each
61-65010 | 24" EXTENSION ROD |  | 38.85 | Each
61-65011 | 4'FLEXIBLE EXTENSION ROD | 1/4"-20 THREAD | 57.45 | Each
61-65012 | 4"FLEX EXT.ROD 1/4"20 | THRD-24'S | 1246.75 | Each
61-65013 | 8' FLEXIBLE EXT. ROD | 1/4"-20 M/F THREAD | 145.75 | Each
61-65015 | 36" EXTENSION ROD |  | 39.1 | Each
61-65017 | FIBREGLASS EXT ROD |  | 52.1 | Each
61-65019 | 4' FBG ROD DISPLAY 6/PK |  | 211.3 | 6pk
61-65030 | 1/2" STEEL TUB BRUSH |  | 34.75 | Each
61-65040 | 5/8" STEEL TUBE BRUSH |  | 34.75 | Each
61-65070 | 1" STEEL TUBE BRUSH |  | 37.85 | Each
61-65130 | 3" DIA CON TUBE BRUSH |  | 47.9 | Each
61-65145 | 1/2" STAINLESS TUBE | BRUSH | 37.85 | Each
61-65155 | 5/8"STAINLESS TUBE BRUSH |  | 37.85 | Each
61-65185 | 1" STAINLESS TUBE BRUSH |  | 39.45 | Each
61-65250 | 3/8" BRASS COND TUBE | BRUSH | 34.3 | Each
61-65255 | 7/16" COND. TUBE BRUSH | BRASS | 35.85 | Each
61-65260 | 1/2" BRASS COND TUBE | BRUSH | 35.85 | Each
61-65265 | 9/16" COND. TUBE BRUSH | BRASS | 35.85 | Each
61-65270 | 5/8" BRASS COND TUBE | BRUSH | 35.85 | Each
61-65280 | 3/4" BRASS COND TUBE | BRUSH | 39.2 | Each
61-65290 | 7/8" BRASS COND TUBE | BRUSH | 40.05 | Each
61-65300 | 1" BRASS COND TUBE BRUSH |  | 40.05 | Each
61-65310 | 1-1/4" X 4-1/2" BRASS | CONDENSER TUBE BRUSH | 42 | Each
61-65375 | 1/2"DIA.CON.TUBE BRUSH N |  | 24.95 | Each
61-65385 | 5/8"DIA.CON.TUBE BRUSH |  | 25.7 | Each
61-65415 | 1" NYLON TUBE BRUSH |  | 26.45 | Each
61-65425 | 1.25" NYLON TUBE BRUSH |  | 28.5 | Each
61-65502 | HEAT EXCHANGE TUBE BRUSH | 1/4 STAINLESS | 21.4 | Each
61-66301 | FITTING BRUSH KIT |  | 87.4 | Each
61-66340 | 3/8" FITTING BRUSH |  | 49.3 | Each
61-66350 | 1/2" TUBE CLEANING | BRUSH | 49.3 | Each
61-66360 | 3/4" FITTING BRUSH |  | 51.85 | Each
61-66370 | 1" FITTING BRUSH |  | 54.1 | Each
61-66430 | 1/2" POWER FITTING |  | 19.1 | Each
61-66431 | 1/2" POWER HEAD BRUSH |  | 41.1 | Each
61-66435 | 1/4" POWER FITTING |  | 20 | Each
61-66436 | 1/4" POWER FITTING |  | 43.05 | Each
61-66450 | 3/4" POWER FITTING |  | 19.25 | Each
61-66451 | 3/4" POWER HEAD BRUSH |  | 41.6 | Each
61-66456 | 3/8" POWER FITTING |  | 43.05 | Each
61-66471 | 1" POWER HEAD BRUSH |  | 43.8 | Each
61-66475 | 1/2" POWER FITTING |  | 20 | Each
61-66476 | 1/2" POWER FITTING |  | 43.05 | Each
61-66490 | 3/4" POWER FITTING |  | 20.3 | Each
61-66491 | 3/4" POWER FITTING |  | 43.8 | Each
61-67010 | 1/4" FITTING BRUSH |  | 18.9 | Each
61-67012 | 1/4" HEAVY DUTY FIT BRU | NLA WHEN STOCK GONE | 12.8 | Each
61-67030 | 3/4" FITTING BRUSH |  | 19.4 | Each
61-67040 | S/S BRUSH 1"ID. |  | 19.7 | Each
61-68015 | 1/4" FITTING BRUSH |  | 12.7 | Each
61-68025 | 3/8" FITTING BRUSH |  | 13.2 | Each
61-68035 | 1/2" FITTING BRUSH |  | 13.2 | Each
61-68055 | 3/4" FITTING BRUSH |  | 14.55 | Each
61-68075 | 1" FITTING BRUSH |  | 15.15 | Each
61-70030 | 3/8"-1/4 ADAPTOR |  | 35.1 | Each
61-70035 | 13" COUNTER DUSTER BRUSH |  | 68.1 | Each
61-70038 | UTILITY DUSTING BRUSH |  | 45.2 | Each
61-70040 | 25' POLY UTILITY ROPE |  | 11.25 | Each
61-70041 | 25' POLY ROPE |  | 12.65 | Each
61-70045 | 1 1/2"X5YD GRIT CLOTH |  | 15.5 | Each
61-70050 | 1 1/2"X10YD GRIT CLOTH |  | 29.15 | Each
61-70060 | 1 1/2"X25YD GRIT CLOTH |  | 64.6 | Each
61-70070 | 1.5"X30' GRIT CLOTH |  | 28.9 | Each
61-70080 | 1.5"X75' GRIT CLOTH |  | 64.45 | Each
61-70090 | 1 1/2"X 5YD OPENMESH | CLOTH | 35.25 | Each
61-70100 | 1.5"X30' MESH CLOTH |  | 63.9 | Each
61-70102 | 1.5"X30' MESH CLOTH |  | 55.8 | Each
61-70110 | 1 1/2"X25YD OPENMESH | CLOTH | 133.55 | Each
61-70113 | OPEN MESH ABRASIVE | 1 1/2" X 25 YRDS | 127.2 | Each
61-70130 | 1 1/2"X10YD GRIT CLOTH |  | 27.65 | Each
61-70140 | 1.5"X75' GRIT CLOTH |  | 60.75 | Each
61-70162 | 1.5"15' GRIT CLOTH |  | 16.25 | Each
61-70164 | 1.5"X30' GRIT CLOTH |  | 32.1 | Each
61-70166 | 1.5"X75' GRIT CLOTH |  | 69.7 | Each
61-70170 | 1.5"X30' GRIT CLOTH |  | 23.8 | Each
61-70180 | 1.5"X75' GRIT CLOTH |  | 54.05 | Each
61-70181 | 4"X6" GRIT PADS |  | 18.75 | Each
61-70186 | 2"X6" GRIT PADS |  | 15.8 | Each
61-70190 | 1/2X260" TEFLON TAPE |  | 2.2 | Each
61-70198 | 4"X6" GRIT PADS |  | 53.45 | Each
61-70200 | 1/2"X520" WHITE TEFLON |  | 3 | Each
61-70210 | #1 ACID BRUSH 1/4" |  | 90.15 | Each
61-70220 | #2 ACID BRUSH 3/8" |  | 121 | Each
61-70240 | #7 ACID BRUSH 1" 36/PK |  | 173.95 | 36pk
61-70260 | 1/2"X3/4" 4 IN 1 BRUSH |  | 62.4 | Each
61-70262 | REPAIR KIT FOR 61-70265 |  | 39.7 | Each
61-70263 | 5/8"X7/8" 4 IN 1 KIT |  | 39.7 | Each
61-70264 | 1/2"X3/4" 4 IN 1 BRUSH |  | 60.15 | Each
61-70265 | 3/4"X1/2" 4 IN 1 BRUSH |  | 60.15 | Each
61-70268 | 5/8'X7/8" 4 IN 1 BRUSH |  | 60.15 | Each
61-70290 | 3/32"X40' TEFLON CORD |  | 110.9 | Each
61-70302 | 3/16"X16' TEFLON CORD |  | 153 | Each
61-70306 | 1/8"X4' TEFLON CORD |  | 23.15 | Each
61-70308 | 3/16"X4' TEFLON CORD |  | 40.3 | Each
61-70399 | 4 IN 1 SCREWDRIVER 12/PK |  | 318.4 | 12pk
61-70400 | 4 IN 1 SCREWDRIVER |  | 50.75 | Each
61-70410 | 4 IN 1 REPLACEMENT BIT |  | 19.4 | Each
61-70412 | 4 IN 1 REPLACEMENT BIT |  | 19.4 | Each
61-70413 | PENCIL DEBURING TOOL | CARDED | 29.4 | Each
61-70414 | PENCIL DEBURING TOOL | CARDED | 26.1 | Each
61-70415 | DEBURRING TOOL -3 BLADES |  | 55.7 | Each
61-70420 | POWER FITTING CHUCK ADPT |  | 60.9 | Each
61-70428 | REPLACEMENT BITS DISPLAY |  | 24.35 | Each
61-70440 | 1" PAINT BRUSH |  | 4.6 | Each
61-70460 | 2" PAINT BRUSH |  | 7.3 | Each
61-70470 | 2 1/2" PAINT BRUSH |  | 9.1 | Each
61-70480 | 3" PAINT BRUSH |  | 10.95 | Each
61-70490 | APPLICATOR BRUSH W/CAP |  | 20.85 | Each
61-70500 | 15/16" CLEANING BRUSH |  | 41.05 | Each
61-70510 | 1 1/16" CLEANING BRUSH |  | 22.9 | Each
61-70550 | SCRATCH BRUSH 4X18 ROWS |  | 20.75 | 12pk
61-70570 | 4X16 ROW SCRATCH BRUSH |  | 20.75 | Each
61-70606 | 3X19 ROW SCRATCH BRUSH |  | 19.95 | Each
61-70721 | 10-3/4 OAL 5/16-18 THREA |  | 31.15 | Each
61-70722 | 13" OAL STD ROD 1/4 NPT |  | 46.05 | Each
61-70723 | FLEX SPRING CONNECTOR | 6"OAL 1/4"-20=90DegBENDS | 44.4 | Each
61-70766 | 4" X 2 1/2" T HANDLE |  | 34.1 | Each
61-70795 | 12" SUPER WHISK |  | 28.05 | Each
61-70796 | 1/2X260" PLUMBERS TAPE |  | 12.25 | Each
61-70797 | 1/2"X540" H2O LINE TEFLO |  | 21.5 | Each
61-70800 | 1/2"X120" COPPER TEFLON |  | 21.6 | Each
61-70820 | 1/2X260" TEFLON TAPE |  | 17.8 | Each
61-70822 | 1/2" X 260" DISPLAY | 40/PK | 705.35 | 40pk
61-70825 | 1/2" X 260" DISPLAY | 10/PK | 195.2 | 10pk
61-70830 | 3/4X260" TEFLON TAPE |  | 23.9 | Each
61-70850 | 1/2"X260" OXYGEN TEFLON |  | 25.65 | Each
61-70891 | 1/2X260" STAINLESS TEFLO |  | 39.4 | Each
61-71020 | #2 ACID BRUSH 3/8" |  | 9.8 | Each
61-71021 | #2 ACID BRUSH 3/8" |  | 11.8 | Each
61-71022 | #1 ACID BRUSH 1/4" |  | 13.25 | Each
61-71030 | SOLDER PASTE/BRUSH 2OZ |  | 8.3 | Each
61-71031 | SOLDER PREP KIT 2OZ |  | 7.9 | Each
61-71032 | SOLDER HEAT SHIELD |  | 86.35 | Each
61-71034 | SOLDER HEAT SHIELD |  | 108.25 | Each
61-71036 | INSURANCE PAD 6X9 |  | 105.15 | Each
61-71038 | INSURANCE PAD 9X12 |  | 175.2 | Each
61-71050 | LARGE BBQ BRUSH |  | 60.65 | Each
61-72082 | 4 IN 1 EXTENSION TUBE 10 |  | 11.4 | Each
61-72086 | 4 IN 1 MINI SCREWDRIVER |  | 17 | Each
61-72088 | 4 IN 1 MINI-PHILLIPS BIT |  | 17 | Each
61-72090 | 2 IN 1 STUBBY SCREWDRIVE |  | 29.4 | Each
61-72092 | 2 IN 1 STUBBY-BITS |  | 19 | Each
61-72106 | HEX POWER BIT #2 PHIL |  | 18.45 | Each
61-72132 | LONG HEX POWER BIT #2PHI |  | 49.6 | Each
61-72151 | 6 IN 1 SCREWDRIVER | FLAT, PHILLIPS, NUT DRIV | 59.75 | Each
61-73002 | 1" RATCHET ACTION | TUBE CUTTER | 123.95 | Each
61-73003 | CAST ALUM. TUBE CUTTER | 1/8" TO 1/4"OD | 107.15 | Each
61-73004 | 1/2" RATCHET ACTION | TUBE CUTTER | 183.1 | Each
61-73802 | FINE BRASS WIRE BRUSH |  | 45.6 | Each
61-73806 | FINE STAINLESS BRUSH |  | 71.6 | Each
61-73812 | FINE BRASS WIRE BRUSH |  | 44 | Each
61-73816 | FINE STAINLESS BRUSH |  | 89 | Each
61-73830 | STAINLESS SCRATCH BRUSH |  | 11.6 | Each
61-73832 | BRASS SCRATCH BRUSH |  | 11.5 | Each
61-73834 | STAINLESS SCRATCH BRUSH |  | 11.1 | Each
61-73836 | BRASS SCRATCH BRUSH |  | 10.75 | Each
61-73842 | 2X9 ROW STAINLESS | UTILITY | 14.75 | Each
61-73844 | 2X9 ROW BRASS APP. BRUSH | CURVED HANDLE | 15.25 | Each
61-75032 | FLAGGED BORDER FLR BROOM |  | 76.75 | Each
61-75040 | HEAVY FILL FLOOR BROOM |  | 121 | Each
61-75041 | HEAVY FILL FLOOR BROOM |  | 161.35 | Each
61-75056 | 24" GARAGE FLOOR BROOM |  | 121 | Each
61-75070 | 60"X1 1/8" BROOM HANDLE |  | 23.6 | Each
61-75071 | 60"X15/16" BROOM HANDLE |  | 48.5 | Each
61-75072 | 60"X1 1/8" BROOM HANDLE |  | 23.05 | Each
61-75080 | 60"X1" BROOM HANDLES FIB |  | 129.2 | Each
61-75081 | METAL FLOOR BROOM BRACE |  | 21.75 | Each
61-75083 | METAL BRACE FLOOR BROOM |  | 45.2 | Each
61-75085 | 15/16" BROOM HANDLE TIP |  | 14.15 | Each
61-75200 | 1 1/2" STEEL CHIP BRUSH |  | 13.85 | Each
61-75600 | UTILITY BOX |  | 47.9 | Each
61-75605 | LOCK N' LOAD DRY BOX | 15" X 8" X 10" | 138.6 | Each
61-81000 | TAMPICO BRU-2-3/4"X9-1/2 |  | 16.05 | Each
61-81020 | SPOKE BRUSH 2-3/4"X9-1/2 |  | 18.9 | Each
61-83002 | 1/2" BOILER TUBE BRUSH |  | 34.9 | Each
61-83005 | 3/4" BOILER TUBE BRUSH |  | 34.9 | Each
61-83010 | 1" BOILER TUBE BRUSH |  | 34.9 | Each
61-83015 | 1 1/4" BOILER TUBE BRUSH |  | 36.25 | Each
61-83020 | 1 1/2" BOILER TUBE BRUSH |  | 37.1 | Each
61-83025 | 1-3/4" BOILER TUBE BRUSH |  | 40.9 | Each
61-83030 | 2" BOILER TUBE BRUSH |  | 42.75 | Each
61-83035 | 2-1/4" BOILER TUBE BRUSH |  | 45.05 | Each
61-83040 | 2 1/2" BOILER TUBE BRUSH |  | 45.45 | Each
61-83045 | 2-3/4" BOILER TUBE BRUSH |  | 50.75 | Each
61-83050 | 3" BOILER TUBE BRUSH |  | 52.6 | Each
61-83055 | 3-1/4" BOILER TUBE BRUSH |  | 57.65 | Each
61-83060 | 3-1/2" BOILER TUBE BRUSH |  | 60.85 | Each
61-83070 | 4" BOILER TUBE BRUSH |  | 63.15 | Each
61-83491 | 5"ROUND,0.40 POLY FILL | 3/8" NPT CHIMNEY BRUSH | 108.35 | Each
61-83521 | 7"ROUND,0.40"POLYFILL | 3/8"NPT CHIMNEY BRUSH | 128.75 | Each
61-83561 | 9"ROUND,0.40"POLYFIL | 3/8"NPT CHIMNEY BRUSH | 148.75 | Each
61-83581 | 10"ROUND,0.40"POLYFILL | 3/8"NPT CHIMNEY BRUSH | 160.55 | Each
61-83622 | 7"ROUND,.040"POLYFILL 3/ | 8 CHIMNEY BRUSH | 111.4 | Each
61-84006 | 1/2" X 1" BOILER BRUSH |  | 57.15 | Each
61-84007 | 1/2" X 1" BOILER BRUSH |  | 62.4 | Each
61-84008 | 1" FLAT BAFFLE BRUSH |  | 225.85 | Each
61-84009 | 2 1/4X20" SLANT FIN | BRUSH | 23.25 | Each
61-84015 | 1 1/4" BOILER TUBE BRUSH |  | 58.05 | Each
61-84020 | 1 1/2" BOILER TUBE BRUSH |  | 58.8 | Each
61-84025 | 1 3/4" BOILER TUBE BRUSH |  | 60.25 | Each
61-84027 | 1 7/8" TO 1 1/8" BRUSH |  | 40.1 | Each
61-84030 | 2" BOILER TUBE BRUSH |  | 61.4 | Each
61-84032 | 2"X4"X4 1/2" CHIMNEY |  | 90.6 | Each
61-84035 | 2 1/4" BOILER TUBE BRUSH |  | 74.4 | Each
61-84040 | 2 1/2" BOILER TUBE BRUSH |  | 77.15 | Each
61-84045 | 2 3/4" BOILER TUBE BRUSH | DOUBLE SPIRAL | 77.15 | Each
61-84050 | 3" BOILER TUBE BRUSH |  | 79.35 | Each
61-84054 | 3"X4" CHIMNEY BRUSH |  | 89.55 | Each
61-84055 | 3.25" BOILER TUBE BRUSH |  | 90.8 | Each
61-84060 | 3-1/2"DBLE SPIR.TUBE | BRUSH | 90.8 | Each
61-84070 | 4" BOILER TUBE BRUSH |  | 91.7 | Each
61-84106 | 1 1/2" X 4 X 5 U SHAPED | CLEANING BRUSH | 296 | Each
61-84108 | 1 3/4X4X5 1/2" BOILER BR |  | 318.3 | Each
61-84110 | 2 1/2X6X4 1/2" BOILER BR |  | 333.15 | Each
61-84112 | 3 1/2X6 5/8X4 1/2" BOILE |  | 345 | Each
61-84200 | WEIL-MCLAIN BOILER BRUSH |  | 40.1 | Each
61-84201 | 30" BOILER BRUSH |  | 40.1 | Each
61-84202 | 1 1/2 X 1 1/8 X36 BOILER | TUBE BRUSH | 49.2 | Each
61-84208 | 3" DIA BOILER BRUSH |  | 56.8 | Each
61-84210 | 1-1/2"X1-1/8" OAL BRUSH |  | 43.95 | Each
61-84331 | 2" DIA PELLET VENT BRUSH |  | 50.7 | Each
61-84351 | 3" DIA PELLET VENT BRUSH |  | 53.55 | Each
61-84352 | 3"DIA STAINLESS STEEL | PELLET STOVE BRUSH | 56.15 | Each
61-84371 | 4" PELLET STOVE BRUSH |  | 62.95 | Each
61-84372 | 4"DIA STAINLESS STEEL | PELLET STOVE BRUSH | 62.95 | Each
61-84373 | 4" DRYER VENT BRUSH | SYN FIBER 1/4"-20 M/F | 58.8 | Each
61-84374 | 4" DRYER VENT BRUSH | W/8' FLEX EXT ROD 1/4"-2 | 279.4 | Each
61-84375 | 4" DRYER VENT BRUSH | W/12' FLEX EXT ROD 1/4"- | 377.55 | Each
61-84380 | 6"DIA FIBRE PELLET | STOVE BRUSH | 63.45 | Each
61-84385 | 8"DIA FIBRE PELLET STOVE | BRUSH | 70.55 | Each
61-84810 | 1" BOILER BRUSH |  | 40.15 | Each
61-84820 | 1-1/2" BOILER BRUSH |  | 42.15 | Each
61-84830 | 2" BOILER BRUSH |  | 43.75 | Each
61-84840 | 2.5" BOILER TUBE BRUSH |  | 45.6 | Each
61-84850 | 3" BOILER BRUSH |  | 47.55 | Each
61-84870 | 4" BOILER BRUSH |  | 49.7 | Each
61-84890 | 6" BOILER BRUSH |  | 53.6 | Each
61-94010 | 3/8" FITTING BRUSH |  | 15.25 | Each
61-94020 | 1/2" FITTING BRUSH |  | 13.7 | Each
61-94030 | 5/8" FITTING BRUSH |  | 13.7 | Each
61-94040 | 3/4" FITTING BRUSH |  | 14.15 | Each
61-94050 | 7/8" FITTING BRUSH |  | 14.55 | Each
61-96010 | 3/8" FITTING BRUSH |  | 9.95 | Each
61-96030 | 1/2" FITTING BRUSH |  | 10.45 | Each
61-96050 | 3/4" FITTING BRUSH |  | 10.8 | Each
61-96070 | 1" FITTING BRUSH |  | 12.65 | Each
61-S101 | SMOKE BOTTLE 10/PK |  | 449.55 | 10pk
61-S102CL | SMOKE BOMB 10/PK | LOW CHLORINE CONTENT | 104.65 | 10pk
61-S201 | POWDER PUFFER 10/PK |  | 260 | 10pk
61-S210-25 | 20 SEC SMOKE MATCH 25/PK |  | 45.2 | 25pk
61-S220 | SMOKE PEN |  | 227.55 | Each
61-S221 | SMOKE PEN REFILLS 6/PK |  | 173.35 | 6pk
62-41200 | KK100 OIL BURNER COUPLIN |  | 31.65 | Each
62-41210 | KK112 OIL BNR CPLG-12 PA |  | 276.35 | Each
62-41215 | KK120 OIL BURNER | COUPLING | 53.05 | Each
62-41280 | 5/16" GREEN END CAP |  | 5.85 | Each
62-41282 | 3/8" YELLOW END CAP |  | 7 | Each
62-41283 | 7/16" ORANGE END CAP |  | 5.85 | Each
62-41284 | 1/2" GRAY END CAP |  | 5.85 | Each
62-41285 | 5/8" BLUE END CAP |  | 8.25 | Each
62-41288 | REPLACEMENT SPRING | COUPLER | 182.6 | Each
62-41290 | 1" X 3' TUBING |  | 76.2 | Each
62-41291 | 1" X 5" TUBING | PIONEER COUPLING | 31.65 | Each
62-41292 | 1" X12" TUBING | PIONEER COUPLING | 25.4 | Each
62-41293 | 1" X 6" TUBING | PIONEER COUPLING | 13 | Each
62-41299 | REPLACEMENT COUPLER |  | 46.55 | Each
62-KK400 | COUPLING KIT |  | 761.95 | Each
62-KK500B | OIL BURNER COUPLING | 12/BX, BECKETT 2454 | 216.55 | Each
62-KK500C | OIL BURNER COUPLING | 12/BX, CARLIN | 235.75 | Each
62-KK500CA | OIL BURNER COUPLING | 12/BX, CARLIN | 235.75 | Each
62-KK500CA1 | OIL BURNER COUPLING | 12/BX, CARLIN | 216.55 | Each
62-KK500W | OIL BURNER COUPLING | 12/BX, WAYNE 13279 | 235.75 | Each
62-KK500WA | OIL BURNER COUPLING | 12/BX, WAYNE 100386 | 235.75 | Each
62-KK500WM | OIL BURNER COUPLING | 12/BX, WEIL MCLAIN | 235.75 | Each
62-RB57 | 5/16 X7/16 REDUCING | BUSHING | 1.1 | Each
63-58FR | ROPE BY FT. MIN 50' POA |  | 9.25 | Each
63-48001 | PYROFELT GASKET 1'X50' | ROLL | 282.25 | Each
63-48001-200 | FIBER FRAX 440J 2000 | SQ FT | 975.15 | Each
63-48006 | PYROFELT GASKET 4' X | 100' 03/30/15 | 1951.05 | Each
63-48007 | 1/8"X24"X100' FRIBREFRAX |  | 975.15 | Each
63-48200 | CERAMIC ROP 1/4" X 45' |  | 242.75 | Each
63-48201 | 1/4"X 90' FIBERFRAX ROPE |  | 396.45 | Each
63-48205 | 3/8"X 50' FIBERFRAX ROPE |  | 278.6 | Each
63-48208 | 1/2"X 15' FIBERFRAX ROPE |  | 134.95 | Each
63-48209 | 1/2"X 30' FIBERFRAX ROPE |  | 242.75 | Each
63-48210 | PYROFELT GASKET 2' X | 100' 03/30/15 | 1035 | Each
63-75008 | UTILITY GASKET ROLL | 25 'X 1" ROLL | 83.55 | Each
63-75014 | BURNER GASKET |  | 35.9 | Each
63-75015 | BURNER GASKET |  | 35.9 | Each
63-DP11 | 11X12.5X15" | DRI CHAMBER | 337.75 | Each
63-IFG18A | FIBERGLASS TAPE 1" WIDE | 1/8 THICK X 100' FT ROLL | 553.9 | Each
63-SW1 | SILICONE TAPE 1" X 36' |  | 271.05 | Each
64-27196 | BUSS BAR |  | 8.05 | Each
64-40290 | ELECTRODE REPAIR KIT |  | 446.15 | Each
64-40300 | ERP6 ELECTRODE PAK 6/32 |  | 36.8 | Each
64-40305 | ERP10 ELECTRODE PAK 10/3 |  | 36.8 | Each
64-40309 | 6" TYPE E BUSS BAR |  | 6.7 | Each
64-40311 | BUSS BAR 'E' TYPE 8" |  | 8.8 | Each
64-40313 | 10" TYPE E BUSS BAR |  | 10.9 | Each
64-40315 | 12" TYPE E BUSS BAR |  | 13 | Each
64-40316 | 6" TYPE F BUSS BAR |  | 6.7 | Each
64-40318 | 8" TYPE F BUSS BAR |  | 8.8 | Each
64-40319 | 10" TYPE F BUSS BAR |  | 10.9 | Each
64-40320 | 12" TYPE F BUSS BAR |  | 13 | Each
64-40322 | 6" TYPE S BUSS BAR |  | 6.7 | Each
64-40324 | BUSS BAR 'S' TYPE 8" |  | 8.8 | Each
64-40325 | BUSS BAR 'S' TYPE 10" |  | 10.9 | Each
64-40326 | 12" TYPE S BUSS BAR |  | 13 | Each
64-41800 | ITM239 MINI KIT |  | 331.25 | Each
64-41805 | ITM243 TRANSFORMER KIT |  | 294.5 | Each
64-41810 | ITK250 DELUXE TERM. KIT |  | 767.85 | Each
64-41815 | ITK251 TERM. & TOOL KIT |  | 805.8 | Each
64-41868 | HCB TERMINALS 10/PK |  | 3.4 | 10pk
64-45020 | DRAVO BUSHING 9/16" X | 5/8" X 1" | 6.3 | Each
64-50000 | IT200 TERMINALS |  | 6.3 | Each
64-50100 | IT201 TERMINALS |  | 6.3 | Each
64-50300 | IT-203 TERMINALS |  | 5.6 | Each
64-50400 | IT204 TERMINALS |  | 9.15 | Each
64-50450 | IT204-L TERMINALS |  | 12.1 | Each
64-50500 | IT205 TERMINALS |  | 10.05 | Each
64-50600 | IT206 TERMINALS |  | 6.05 | Each
64-50700 | IT207-10 TERMINALS |  | 3.3 | Each
64-50740 | CROWN SILICONE BOOT | CROWN SILICONE BOOT | 7.95 | Each
64-50741 | 90 DEGREE SILICONE BOOT |  | 10.9 | Each
64-50751 | IT207-10 X TERMINALS |  | 17.5 | Each
64-50760 | IT207-6 TERMINALS |  | 3.3 | Each
64-50761 | IT207-6 X TERMINALS |  | 18.3 | Each
64-50780 | IT 207-8 TERMINALS |  | 4.2 | Each
64-50800 | IT208-10 TERMINALS |  | 3 | Each
64-50850 | IT208-5 TERMINALS |  | 5.4 | Each
64-50860 | IT208-6 TERMINALS |  | 3 | Each
64-50880 | IT208-8 TERMINALS |  | 5.4 | Each
64-50900 | IT209 TERMINALS |  | 2.6 | Each
64-51550 | IT215-C TERMINALS |  | 11.65 | Each
64-51560 | IT215-S TERMINALS |  | 11.65 | Each
64-51630 | IT216 3/8 TERMINALS |  | 6.9 | Each
64-51711 | IT217 1 1/8 TERMINALS |  | 20.8 | Each
64-51730 | IT217 3/8 TERMINALS |  | 6.9 | Each
64-51900 | IT219 10/32 TERMINALS |  | 13.25 | Each
64-51960 | IT219 6/32 TERMINALS |  | 13.25 | Each
64-52200 | IT220 TERMINALS |  | 7.35 | Each
64-52210 | IT221 TERMINALS |  | 12.1 | Each
64-52220 | IT222 TERMINALS |  | 12.1 | Each
64-52230 | IT223 TERMINALS |  | 12.1 | Each
64-52235 | IT223-X TERMINALS |  | 12.95 | Each
64-52260 | IT226 10/32 TERMINALS |  | 3.75 | Each
64-52285 | IT228-X TERMINALS |  | 3.25 | Each
64-52290 | IT229 TERMINALS |  | 3.7 | Each
64-52300 | IT230 TERMINALS |  | 3.7 | Each
64-52315 | IT231-S TERMINALS |  | 17.95 | Each
64-52350 | IT235 10/32 TERMINALS |  | 6.55 | Each
64-52355 | IT235-X TERMINALS |  | 5.95 | Each
64-52365 | IT236-S TERMINALS |  | 3.7 | Each
64-52366 | IT236-L TERMINALS |  | 3.7 | Each
64-52440 | IT244 TERMINALS |  | 13.25 | Each
64-52571 | IT257 TERMINALS |  | 10 | Each
64-52800 | IT280 TERMINALS |  | 10.35 | Each
64-52810 | IT281 TERMINALS |  | 13.75 | Each
64-52820 | IT282 TERMINALS |  | 16.65 | Each
64-52830 | IT283 TERMINALS |  | 18.7 | Each
64-52840 | IT284 TERMINALS |  | 10.45 | Each
64-52850 | IT285 TERMINALS |  | 10.45 | Each
64-52860 | IT286 TERMINALS |  | 11.25 | Each
64-52880 | IT288 TERMINALS |  | 15 | Each
64-55001 | SIT210 TERMINAL |  | 13.75 | Each
64-55011 | SIT210-A TERMINALS |  | 22.85 | Each
64-55021 | SIT210-B TERMINALS |  | 13.75 | Each
64-55031 | SIT210-E TERMINALS |  | 20.8 | Each
64-55101 | SIT211 TERMINALS | PRICE PER EACH 1 | 14.55 | Each
64-55201 | SIT212 TERMINALS |  | 13.75 | Each
64-55211 | SIT212-A TERMINALS | PRICE PER EACH 1 | 17.4 | Each
64-55221 | SIT212-B TERMINALS |  | 13.75 | Each
64-55221-50 | TERMINAL SPARK PLUG | 50/PK | 580.85 | 50pk
64-55231 | SIT212-E TERMINALS | PRICE PER EACH 1 | 17.95 | Each
64-55301 | SIT213 TERMINALS |  | 19.15 | Each
64-61850 | RING TERM SOLDERLESS |  | 1.7 | Each
64-CA144 | SPARK PLUG 24IN. |  | 344.65 | Each
64-CA145 | SPARK PLUG 36IN. |  | 438.05 | Each
64-CA155 | SPARK PLUG QTY. 30 |  | 298.7 | Each
64-CA155-61 | SPARK PLUG STYLE W/ 'B' | DIMENSION OF 61 | 527.65 | Each
64-CA155-116 | SPARK PLUG STYLE W/ 'B' | DIMENSION OF 116" | 711.55 | Each
64-CA520 | SPARK PLUG |  | 259.3 | Each
64-F16 | TYPE F 16" BUSS BAR |  | 73.55 | Each
64-R875-36 | KANTHAL ROD |  | 129.5 | Each
66-1-0315 | DBL BLR 6 1/4 X 7 7/8 CW |  | 234.75 | Each
66-1-0343 | DBL FAN 7 1/2 X 6 CW | 3/4" BORE 1950 MAX RPM | 237.85 | Each
66-1-0344 | DBL FAN 7 1/2 X 6 CCW |  | 240 | Each
66-1-0438 | BLWR 6 1/4 X 7 DBL CCW |  | 217.7 | Each
66-1-0439 | BDBL FAN 6 1/4 X 7 CW | 1/2" BORE 2050 MAX RPM | 234.2 | Each
66-1-0464 | FAN 8 X 3 1/2 CW |  | 231 | Each
66-1-1094 | DBL FAN 10 3/4 X 6 CW |  | 400 | Each
66-1-2204 | DBL FAN 9 1/2 X 6 CW |  | 325.85 | Each
66-1-2640 | DBL BLR 10 3/4 X 10 1/2 |  | 560.2 | Each
66-1-2657 | DBL BLR 5 1/2 X 6 1/2 CW |  | 169 | Each
66-1-2873 | BLWR 5 1/2 X 6 1/2 DBL | CCW | 169 | Each
66-1-3101 | DBL FAN 10 3/4 X 7 CW |  | 442.45 | Each
66-1-3184 | DBL FAN 9 1/2 X 8 CW |  | 349.2 | Each
66-1-3226 | BLWR 7 1/2 X 9 DBL CW |  | 443.05 | Each
66-1-5266 | FAN 9 1/8 X 4 1/4 CW |  | 265.75 | Each
66-1-6005 | WHEEL 7 1/8 DIA X 4" | CCW 1/2 SINGLE INLET | 156.3 | Each
66-1-6006 | 87106006.WHEEL.8 5/64" | DIA | 144.05 | Each
66-1-6071 | FAN 7 31/64 X 3 1/2 CCW |  | 179.4 | Each
66-1-6887-R | BLWR 7 1/2 X 9 CW REV HU |  | 151.45 | Each
66-1-8677 | DBL BLR 7 1/2 X 4 1/2 | CW | 200.05 | Each
66-1-9341 | FAN 6 5/16 X 4 CCW |  | 198.85 | Each
66-2-0338 | FAN 5 3/4 X 4 CCW |  | 144.3 | Each
66-2-0414 | DBL FAN 4 3/4 X 7 CW |  | 150.05 | Each
66-2-0749 | DBL BLR 6 1/4 X 7 5/8 | CCW | 197.1 | Each
66-2-6012 | DBL BLWR 5 19/64X7 | CCW | 151.05 | Each
66-4015011 | 7017080 REPLACEMENT | WHEEL | 59.7 | Each
66-4015022 | 7017100 REPLACEMENT | WHEEL | 70.6 | Each
66-4015062 | 7017120 REPLACEMENT | WHEEL | 74.5 | Each
66-4015071 | 7017140 REPLACEMENT | WHEEL | 101.65 | Each
66-4015081 | 7017160 REPLACEMENT | WHEEL | 120.95 | Each
66-4015101 | 7017180 REPLACEMENT | WHEEL | 123.45 | Each
66-4015112 | 7017200 REPLACEMENT | WHEEL | 411.25 | Each
66-4015201 | 7017060 REPLACEMENT | WHEEL | 58 | Each
66-4015441 | 7817825,78177835 | REPLACEMENT WHEEL | 74.4 | Each
66-4705632 | 51/4DIA,7WIDTH,1/2 BORE | CW,66-2-0223 | 98.6 | Each
66-4705642 | 51/4DIA,7WIDTH,1/2 BORE | CCW,66-2-0891 | 98.6 | Each
66-4705652 | 53/4DIA,71/2WIDTH,1/2 | BORE CW,66-2-0600 | 99.3 | Each
66-4705662 | 53/4DIA,71/2WIDTH,1/2 | BORE CCW,66-2-0600 | 99.3 | Each
66-4705672 | 53/4DIA,73/4WIDTH,1/2 | BORE CW,66-2-4721 | 99.8 | Each
66-4705702 | 6 5/16DIA,7WIDTH,1/2 BOR | CW | 101.7 | Each
66-4705712 | 6 5/16DIA,7WIDTH,1/2 BOR | CCW | 101.7 | Each
66-4705732 | 65/6DIA,71/2WIDTH,1/2 | BORE CCW,66-2-0549 | 102.5 | Each
66-4705742 | 6 5/16DIA,7 3/4WIDTH,1/2 | BORE,CW | 103 | Each
66-4705792 | 53/4DIA,7 3/4WIDTH,1/2 | BORE,CCW | 99.8 | Each
66-4705952 | 51/4DIA,21/2WIDTH,5/16 | BORE,CW,66-2-0253 | 68.9 | Each
66-4705962 | 51/4DIA,21/2WIDTH,5/16 | BORE,CCW,66-2-0047 | 68.75 | Each
66-4705972 | 51/4 DIA,X 3 WIDTH,5/16 | BORE,CW,66-2-0053 | 69.4 | Each
66-4705982 | 51/4DIA,3WIDTH,5/16BORE | CCW,66-2-0054 | 69.4 | Each
66-4705992 | 5 1/4DIA,31/2WIDTH,5/16 | BORE,CW | 69.9 | Each
66-4706012 | 53/4DIA,3WIDTH,5/16BORE | CW,66-2-0281 | 70.6 | Each
66-4706022 | 53/4DIA,3WIDTH,5/16BORE | CCW,66-2-0281 | 70.6 | Each
66-4706032 | 53/4DIA,31/2WIDTH,5/16 | BORECW | 71.25 | Each
66-4706042 | 53/4DIA,31/2WIDTH,5/16 | BORE CCW | 71.25 | Each
66-4706052 | 53/4DIA,4WIDTH,1/2BORE | CW,66-2-0353 | 71.6 | Each
66-4706062 | 53/4DIA,4WIDTH,1/2BORE | CCW,66-2-0353 | 71.6 | Each
66-4706072 | 65/6DIA,33/4WIDTH,1/2 | BORE CW,66-2-9339 | 71.75 | Each
66-4706082 | 65/6DIA,33/4WIDTH,1/2 | BORE CCW,66-2-9340 | 71.75 | Each
66-4706092 | 65/16DIA,41/4WIDTH,1/2 | BORE CW,66-2-9340 | 71.75 | Each
66-4706102 | 65/16DIA,41/4WIDTH,1/2 | BORE CCW,66-2-9341 | 73.2 | Each
66-4818181 | 7017300 REPLACEMENT | WHEEL | 68.95 | Each
66-4818185 | 7017340 REPLACEMENT | WHEEL | 62.65 | Each
66-4819745 | 7818852 REPLACEMENT | WHEEL | 227.25 | Each
66-4825211 | 7017320 REPLACEMENT | WHEEL | 68.95 | Each
66-5014652 | 3/4 BORE,91/2 DIA,71/8 | WIDTH FAN WHEEL | 170.05 | Each
66-5014662 | 3/4 BORE,91/2 DIA,91/2 | WIDTH FAN WHEEL | 170.05 | Each
66-5014672 | 3/4 BORE,105/8 DIA,8 | WIDTH FAN WHEEL | 196.85 | Each
66-5014682 | 3/4 BORE,105/8DIA,105/8 | WIDTH FAN WHEEL | 196.85 | Each
66-5014961 | 1/2 BORE, 12x9 BLOWER | WHEEL | 294.95 | Each
66-5015001 | DD MODEL 1/2 BORE 12 DIA | 11 1/8 WIDTH | 300.4 | Each
66-5705412 | DD MODEL 1/2 BORE | 9 1/2 DIA 7 1/8 WIDTH | 203.1 | Each
66-5705422 | DD MODEL 1/2 BORE | 9 1/2 DIA 91/2 WIDTH | 203.05 | Each
66-5705432 | DD MODEL 1/2 BORE | 10 5/8DIA 8 WIDTH | 203.05 | Each
66-5705442 | DD MODEL 1/2 BORE | 10 5/8 DIA 10 5/8 WIDTH | 203.1 | Each
66-5705452 | 3/4 BORE,123/4DIA,121/4 | WIDTH FAN WHEEL | 266.2 | Each
66-5705462 | 3/4 BORE,123/4DIA,91/2 | WIDTH FAN WHEEL | 266.2 | Each
66-5705482 | 1"BORE,151/2DIA,151/16 | WIDTH FAN WHEEL | 582.05 | Each
66-5705492 | DD MODEL 1/2 BORE | 9 1/2 DIA 41/2 WIDTH | 137.8 | Each
66-5705502 | DD MODEL 1/2 BORE | 9 1/2 DIA 6 WIDTH | 139.1 | Each
66-A8610 | 4 1/4"X 2" X 5/16" CCW |  | 107.25 | Each
66-A8611 | 4 1/4"X 2"X 5/16" CW |  | 91.7 | Each
66-A8640 | 4-1/4 X 2-7/8 X 1/4 CCW |  | 68.85 | Each
66-A8650 | 3 13/16" X 1 1/4" X 1/4" |  | 113.1 | Each
66-A8652 | 6-1/2X1-3/8X5/16HUB V52 |  | 21.85 | Each
66-A8660 | 4" X 1" X 1/4" CW FAN |  | 68.6 | Each
66-A8664 | WHEEL FOR RFB212 |  | 67.15 | Each
66-A8665 | 4" X 2" X 5/16" CW | BLOWER | 103.8 | Each
66-A8666 | 4 X 2 X 3/8 CW |  | 100.85 | Each
66-A8667 | 4 X 2 X 3/8 CCW |  | 107.25 | Each
66-A8675 | 3.75" X 3.5" X 5/16" |  | 118.05 | Each
66-A8677 | CCW HUB INSIDE 5.5 DIA x | RFM890 WHEEL | 107.3 | Each
66-A508202 | REVERSO FAN B60 |  | 92.45 | Each
66-A508216 | REVERSO FAN B100 |  | 77.25 | Each
66-A610215 | REVERS FAN QK100 BK10 |  | 94.95 | Each
66-A610220 | REVERSO FAN DK260DB20 | CW | 95.45 | Each
66-A610225 | FAN WHEEL FOR RB29 | CCW | 61 | Each
66-Q381-250D | BLOWER WHEEL Q SERIES | ALUMINUM | 80 | Each
66-Q425-250D | BLOWER WHEEL Q SERIES | ALUMINUM | 85.55 | Each
66-RFC300 | FAN COIL 300CFM |  | 225.65 | Each
66-RFC400 | FAN COIL 400CFM |  | 225.4 | Each
66-RFC600 | FAN COIL 600CFM |  | 225.55 | Each
671VP50L11/8 | HD VP CAST I SHEAVE 4.75 |  | 49.8 | Each
67-1VP50S1/2 | HD VP CAST I SHEAVE 4.75 |  | 49.35 | Each
67-1VP56L7/8 | HD VP CAST I SHEAVE 5.35 |  | 55.2 | Each
671VP56L11/8 | HD VP CAST I SHEAVE 5.35 |  | 57.95 | Each
67-1VP56S5/8 | HD VP CAST I SHEAVE 5.35 |  | 63.65 | Each
67-1VP60-7/8 | HD VP CAST I SHEAVE 6.00 |  | 79 | Each
67-1VP68-5/8 | HD VP CAST I SHEAVE 6.55 |  | 85.15 | Each
671VP601-1/8 | HD VP CAST I SHEAVE 6.00 |  | 83 | Each
671VP621-1/8 | HD VP CAST I SHEAVE 5.95 |  | 83.4 | Each
671VP651-3/8 | HD VP CAST I SHEAVE 6.50 |  | 85.4 | Each
671VP751-1/8 | HD VP CAST I SHEAVE 7.50 |  | 104.9 | Each
67-2VP36-7/8 | HD VP CAST I SHEAVE 3.35 |  | 44.1 | Each
67-2VP50-5/8 | HD VP CAST I SHEAVE 4.75 |  | 87.3 | Each
67-2VP50-7/8 | HD VP CAST I SHEAVE 4.75 |  | 87.3 | Each
67-2VP60-7/8 | HD VP CAST I SHEAVE 6.00 |  | 337.35 | Each
67-2VP62-1 | HD VP CAST I SHEAVE 5.95 |  | 337.35 | Each
672VP421-1/8 | HD VP CAST I SHEAVE 3.95 |  | 60.45 | Each
67-2VP501-1/8 | HD VP CAST SHEAVE 1 1/8 |  | 108.4 | Each
672VP561-1/8 | HD VP CAST I SHEAVE 5.35 |  | 114.75 | Each
672VP601-3/8 | HD VP CAST I SHEAVE 6.00 |  | 157 | Each
672VP621-1/8 | HD VP CAST I SHEAVE 5.95 |  | 167.7 | Each
672VP621-3/8 | HD VP CAST I SHEAVE 5.95 |  | 197.55 | Each
67-610 | PULLEY 3/4 X10" |  | 117.35 | Each
67-612 | PULLEY 3/4 X 12" |  | 234.65 | Each
67-650 | PULLEY 3/4 X 5" |  | 81.2 | Each
67-660 | PULLEY 3/4 X 6" |  | 97.8 | Each
67-670 | PULLEY 3/4 X 7" |  | 122.25 | Each
67-680 | PULLEY 3/4 X 8" |  | 136.85 | Each
67-690 | PULLEY 3/4 X 9" |  | 171.15 | Each
67-810 | PULLEY 1 X 10" |  | 195.55 | Each
67-812 | PULLEY 1" X 12" |  | 215.1 | Each
67-860 | PULLEY 1" X 6" |  | 107.55 | Each
67-870 | PULLEY 1" X 7" |  | 136.9 | Each
67-880 | PULLEY 1" X 8" |  | 146.65 | Each
67-890 | PULLEY 1" X 9" |  | 185.75 | Each
67-2164 | 5/8 THRUST COLLAR 2/PK |  | 28.1 | 2pk
67-2165 | 3/4 THRUST COLLAR 2/PK |  | 44.2 | 2pk
67-4036-2 | 3/4" BEARING PAK 2/PK |  | 42.4 | 2pk
67-4135-2 | 5/8" BEARING PAK 2/PK |  | 78.75 | 2pk
67-4136-2 | 3/4" BEARING PAK 2/PK |  | 32.9 | 2pk
67-4136-B | 3/4" BEARING 1/PK |  | 13.95 | Each
67-4136-R | 3/4" RUBBER SLEEVE 1/PK |  | 5.95 | Each
67-4137-2 | 3/4" BEARING PAK 2/PK |  | 32.4 | 2pk
67-4138-2 | 3/4" BEARING PAK 2/PK |  | 27.65 | 2pk
67-4147-2 | 1" BEARING PAK 2/PK |  | 62.05 | 2pk
67-4148-2 | 1" BEARING PAK 2/PK |  | 62.05 | 2pk
67-4325 | VARIABLE SPEED PULLEY |  | 92.9 | Each
67-4336-1 | BALL BEARING LRCR 3/4" |  | 22.95 | Each
67-4336-2 | ROLLER BEARING 2/PK |  | 41.2 | 2pk
67-4346-1 | BALL BEARING LRCR 1" |  | 25.45 | Each
67-4350 | VARIABLE SPEED PULLEY |  | 102.7 | Each
67-4375 | VARIABLE SPEED PULLEY |  | 112.45 | Each
67-4400 | VARIABLE SPEED PULLEY |  | 127.15 | Each
67-5325 | VARIABLE SPEED PULLEY |  | 97.8 | Each
67-5350 | VARIABLE SPEED PULLEY |  | 102.7 | Each
67-5400 | VARIABLE SPEED PULLEY |  | 80.2 | Each
67-61110 | SHAFT 3/4" X 11 5/8" |  | 42.1 | Each
67-61212 | SHAFT 3/4" X 12 3/4" |  | 38.7 | Each
67-61400 | SHAFT 3/4" X 14" |  | 42.55 | Each
67-61600 | SHAFT 3/4" X 16" |  | 44.35 | Each
67-61610 | SHAFT 3/4" X 16 5/8" |  | 48.15 | Each
67-61920 | SHAFT 3/4" X 19 1/8" |  | 61.95 | Each
67-62000 | SHAFT 3/4" X 20" |  | 56.15 | Each
67-62200 | SHAFT 3/4" X 22" |  | 68.3 | Each
67-62400 | SHAFT 3/4" X 24" |  | 68.25 | Each
67-63600 | SHAFT 3/4" X 36" |  | 102.1 | Each
67-82000 | SHAFT 1" X 20" |  | 98.85 | Each
67-83600 | SHAFT 1" X 36" |  | 161.8 | Each
68-608-ZZ | BEARING |  | 3.35 | Each
68-6011-ZZ | BEARING |  | 47.2 | Each
68-6012-ZZ | BEARING |  | 50 | Each
68-6013-2RS | BEARING |  | 62.7 | Each
68-6013-ZZ | BEARING |  | 60.05 | Each
68-6014-2RS | BEARING |  | 71.65 | Each
68-6014-ZZ | BEARING |  | 68.3 | Each
68-6015-2RS | BEARING |  | 102.3 | Each
68-6015-ZZ | BEARING |  | 93.25 | Each
68-6016-2RS | BEARING |  | 124.25 | Each
68-6016-ZZ | BEARING |  | 116.7 | Each
68-6017-2RS | BEARING |  | 142.95 | Each
68-6017-ZZ | BEARING |  | 129.8 | Each
68-6018-2RS | BEARING |  | 163.15 | Each
68-6018-ZZ | BEARING |  | 150.05 | Each
68-6202-2RS | BEARING |  | 10.15 | Each
68-6203-ZZ | BEARING |  | 7.7 | Each
68-6215-ZZ | BEARING |  | 144.05 | Each
68-6216-ZZ | BEARING |  | 173.35 | Each
68-6217-ZZ | BEARING |  | 217.55 | Each
68-6315-2RS | BEARING |  | 315.4 | Each
68-6315-ZZ | BEARING |  | 295.6 | Each
68-87008 | BEARING |  | 63.6 | Each
6862036252RS | BEARING |  | 8.7 | Each
6862037502RS | 6203-750-2RS |  | 6.15 | Each
68-R12-2RS | BEARING |  | 16.25 | Each
69-12RL48 | 1/2 X 48 REDLINE GAUGE | GLASS | 342.65 | Each
69-1099-C | 1099-C CONNECTOR |  | 202.1 | Each
69-40451 | 3/16" ID OIL LINE 8" LON |  | 13.9 | Each
69-40454 | 3/16" ID OIL LINE 12"LON |  | 14.4 | Each
69-40455 | 3/16"X 16"COILED OIL LIN |  | 17.15 | Each
69-40456 | 1/4" ID OIL LINE 16" LON |  | 19.85 | Each
69-40457 | 1/4"X 16"COILED OIL LINE |  | 21.7 | Each
69-40459 | FLARE REDUCER |  | 10.1 | Each
69-40500 | 5/8 STAND. GAUGE GLASS 8 |  | 8.35 | Each
69-40510 | 5/8 STAND GAUGE GLASS 12 |  | 10.2 | Each
69-40515 | 5/8 STAND GAUGE GLASS 14 |  | 13.5 | Each
69-40525 | 5/8 STAND GAUGE GLASS 18 |  | 20.25 | Each
69-40530 | 5/8 STAND GAUGE GLASS 24 |  | 20.1 | Each
69-40532 | 5/8 STAND GAUGE GLASS 36 |  | 29.75 | Each
69-40540 | 5/8 HIGH PRESSURE GG 10" |  | 40.65 | Each
69-40545 | HIGH PRESSURE GG 12" |  | 50.05 | Each
69-40557 | 1/2" RED LINE GAUGE GL 2 |  | 136.15 | Each
69-40558 | 1/2" RED LINE GAUGE GL36 |  | 258.65 | Each
69-40565-1 | 5/8 RED LINE GAUGE GL 12 | SOLD AS 1 | 66.8 | Each
69-40566 | 5/8 GLASS GAUGE 36" |  | 153.95 | Each
69-40570 | 5/8 RED LINE GAUGE GL 14 |  | 87.05 | Each
69-40572 | 5/8 RED LINE GAUGE GL 16 |  | 83.4 | Each
69-40576 | 5/8X24 RED LINE GAUGE |  | 117.45 | EA
69-40578 | 5/8 RED LINE GAUGE GL 36 |  | 216.95 | Each
69-40584 | 3/4 RED LINE GAUGE GL 12 |  | 85.7 | Each
69-40593 | 5/8" WASHER 12/PK |  | 14.35 | 12pk
69-40593-100 | 5/8" WASHER 100/PK |  | 93.3 | 100p
69-40594 | GLASS GAUGE WASHER |  | 266.55 | Each
69-40595 | 3/4" GAUGE GLASS WASHER |  | 56.3 | Each
69-40596 | 3/4" WASHER GGW#7 - 12/P |  | 504.3 | 12pk
69-40597 | 3/4" WASHER GGW 57-12 |  | 630.4 | Each
69-40598 | 3/4" WASHER GGW#53-12/PK |  | 795.1 | 2pk
69-40676 | G135-S GASKET 6/PK |  | 11.6 | 6pk
69-41400 | OIL FILTER REFILLS | C25 | 123.6 | Each
69-41411 | FILTER REFILL 48/PK | 2 3/4" OD X 3/4" ID X 3" | 325.15 | 48pk
69-41412 | FILTER REFILLL 12/PK | 3 1/4" OD X3/4" ID X 4" | 182.4 | 12pk
69-41415 | OIL FILTER REFILL 48/PK | C4 | 678.3 | 48pk
69-41416 | FILTER REFILL 48/PK | 2 3/4"OD X 1" ID X 3 5/8 | 381.25 | 48pk
69-41420 | OIL FILTER REFILLS 12/PK | C70 | 180.95 | 12pk
69-41436 | QUICK SPIN 1 - 6/PK |  | 291.4 | 6pk
69-43002 | TIGER LOOP UL MODEL |  | 664.45 | Each
69-43500 | 3/4 STAND GAUGE GLASS 8" |  | 40.05 | Each
69-43525 | 3/4 STAND GAUGE GLASS 18 |  | 75.95 | Each
69-43530 | 3/4 STAND GAUGE GLASS 24 |  | 99.75 | Each
69-45030 | ITA503 ACCESS. |  | 15.15 | Each
69-45140 | ITA514 ACCESS. |  | 33.8 | Each
69-45160 | ITA516 ACCESS. |  | 16.25 | Each
69-45171 | ABC/SUNRAY SPRING ASSEM. |  | 30.05 | Each
69-45172 | ITA517-D ACCESS. |  | 26.3 | Each
69-45180 | ITA518 ACCESS. |  | 21.35 | Each
69-45190 | ITA519 ACCESS. |  | 40.25 | Each
69-45191 | ITA519-A ACCESS. |  | 45.9 | Each
69-45195 | 9/16 GLANDNUT |  | 72.35 | Each
69-45200 | ITA520 ACCESS. |  | 5.1 | Each
69-45201 | ITA520-2 ACCESS. |  | 5.1 | Each
69-45300 | ITA530 ACCESS. |  | 5.55 | Each
69-45610 | ITA610 FLAME DETECTOR |  | 28.1 | Each
69-45676 | OIL PUMP STRAINER (J,H,S |  | 16.3 | Each
69-45678 | MODEL A OIL PUMP STRAINE |  | 11.25 | Each
69-63454 | 3/16" FLARE NUT |  | 3.1 | Each
69-63456 | 1/4" FLARE NUT |  | 3.35 | Each
69-98782 | GAUGE GLASS WASHERS |  | 28.4 | Each
69-GGW3-12 | MARVEL GAUGE GLASS | WASHER 5/8" 12PK | 213.25 | 12pk
69-XX939 | ELECTRODE |  | 168.65 | Each
69-XX939-22 | ELECTRODE/ SPECIAL |  | 121.8 | Each
69-XX939-40 | ELECTRODE | XX939 EXCEPT 40" OAL | 145.45 | Each
70-AF1500 | FILTER MEDIA 15X24X1/4" |  | 14.2 | Each
70-WS2 | 3/4X11/2X72" FOAM SEAL S |  | 11.05 | Each
71-UHS24 | 24V UNIVERSAL HUMIDIFIER | SOLENOID | 119.1 | Each
71-UHS99 | 24V UNIVERSAL HUMIDIFIER | SOLENOID 1/4"x1/4" COMP | 69.4 | Each
75-EC-TS | THERMOSTAT |  | 1220.75 | Each
75-FG1-6P | 6' PRE-ASSEMBLED HTR 120 |  | 174.65 | Each
75-FG1-12P | 12' PRE-ASSEMBLED HTR 12 |  | 223.3 | Each
75-FG1-18P | 18' PRE ASSEMBLED HTR 12 |  | 280.15 | Each
75-FG1-24P | 24' PRE-ASSEMBLED HTR 12 |  | 334.75 | Each
75-FG1-50P | 50' PREASSEMBLED HTR 120 |  | 646.9 | Each
75-FG1-75P | 75' PREASSEMBLED HTR 120 | 75' PREASSEMBLED HTR 120 | 699.8 | Each
75-FG1-100P | 100' PREASSEMBLED HTR 12 |  | 1059.6 | Each
75-FG2-6L | 6' PREASSEMBLED KIT 240V |  | 183.95 | Each
75-FG2-12L | 12' PREASSEMBLED KIT 240 |  | 226.8 | Each
75-FG2-18L | 18' PREASSEMBLED KIT 240 |  | 299.1 | Each
75-FGK-P-RS | TERMINATION KIT |  | 13.75 | Each
75-H900 | POWER CONNECTION KIT |  | 96 | Each
75-H903 | APPLICATION TAPE 66' |  | 48.25 | Each
75-H908 | GFI PLUG IN KIT |  | 208.4 | Each
75-H910 | SPLICE AND TEE KIT |  | 54.1 | Each
75-H912 | GEL FILLED END SEAL 2/PK |  | 47.55 | 2pk
75-H913 | ROOF CLIPS 10/PK |  | 58.95 | 10pk
75-H915 | DOWN SPOUT HANGER BRKT |  | 53.95 | Each
75-H611050 | 50' HEATER 120V |  | 597.5 | Each
75-H611100 | 100' HEATER 120V |  | 1527.55 | Each
75-H611250 | 250' HEATER 120V |  | 2985.65 | Each
75-H612050 | 50' HEATER 6W 120V |  | 788.6 | Each
75-H612100 | 100' HEATER 120V |  | 1869.25 | Each
75-H612250 | 250 ' HEATER 120V |  | 3940.6 | Each
75-H612500 | 500' HEATER 6W 120V |  | 7881.25 | Each
75-H621050 | 50' BRAIDED HEATER 240V |  | 597.5 | Each
75-H621100 | 100' BRAIDED HEATER 240V |  | 1493.15 | Each
75-H621250 | 250' BRAIDED HEATER 240V |  | 2985.65 | Each
75-H622050 | 50' HEATER 6W 240V |  | 751.05 | Each
75-H622100 | 100' HEATER 240V |  | 1780.25 | Each
75-H622250 | 250' HEATER 240V |  | 3752.95 | Each
75-H622500 | 500' HEATER 6W 240V |  | 7505.95 | Each
75-HCCH1 | CRANKCASE HEATER 120V |  | 138.2 | Each
75-HCCH2 | CRANKCASE HEATER 240V |  | 138.2 | Each
75-TC-3 | RECEPTACLE THERMO CUBE |  | 80.5 | Each
77-MG3 | STAT GUARD - METAL |  | 39.5 | Each
77-MG12S | STAT GUARD - METAL |  | 38.5 | Each
78-ACC-OD103 | OUTDOOR SENSOR FOR DUAL | FUEL | 71.55 | Each
78-ACC-RT103 | SENSOR SC4000, SC5000 | SERIES NOT SC4010,SC5010 | 77.6 | Each
78-ACC-RT104 | SENSOR SC1000, SC2000 | SC3000 SERIES | 78.35 | Each
78-FS1500L | GARAGE THERMOSTAT |  | 159.45 | Each
78-SC045 | COOL ONLY, 45Deg FIXED | THERMOSTAT | 40.05 | Each
78-SC055 | LOW AMB COMP LOCKOUT | STAT | 40.35 | Each
78-SC060 | HT ONLY 60 DEG FIXED |  | 34.6 | Each
78-SC060S | HT ONLY 60 DEG C/W | SWITCH | 19.3 | Each
78-SC065 | HT ONLY 65 DEG FIXED |  | 34.15 | Each
78-SC070 | HT ONLY 70 DEG FIXED |  | 35 | Each
78-SC075 | CL ONLY 75 DEG FIXED |  | 40.35 | Each
78-SC075S | CL ONLY 75 DEG C/W | SWITCH | 40.2 | Each
78-SC1600L | SC1600L F/C SELECTABLE | SOFT BUTTONS,BACK LIT | 145.9 | Each
78-SC1600VL | SUB 78-SC1600L | SC1600VL F/C SELECTABLE | 91.55 | Each
78-SC2000VL | SUB 78-SC2010L | 1 STAGE HEAT/COOL OR | 118.85 | Each
78-SC2001L | SUB 78-SC2010L | 1 STAGE HEAT/COOL HEAT | 118.85 | Each
78-SC2010L | 1STG HT/CL OR 1 STG HP |  | 210.3 | Each
78-SC3001L | SUB 78-SC5010 | PROGRAMMABLE TSTAT | 135.3 | Each
78-SC4010 | NO LONGER AVAILABLE | SINGLE STAGE DUAL POWER | 163.3 | Each
78-SC4011 | SINGLE STAGE DUAL POWER | HEAT/COOL/HEATPUMP | 152.15 | Each
78-SC5010 | SINGLE STAGE DUAL POWER |  | 225.7 | Each
78-SC5011 | SUB 78-SC5010 | 7 DAY PROGRAMABLE | 190.4 | Each
78-SC5811 | UNIVERSAL 7 DAY PROGRAMA | BLE 2 STAGE HARDWIRED | 251.75 | Each
80-41650 | 25' REEL GTO-15 CABLE |  | 156.6 | Each
80-41652 | 100' REEL GTO-15 CABLE |  | 466.4 | Each
80-41654 | 500' REEL GTO-15 CABLE |  | 1102.9 | Each
80-41660 | 25' REEL SILICONE CABLE |  | 320.45 | Each
80-41661 | 100' REEL SILICONE CABLE |  | 1024.25 | Each
82-PW12 | 1" WALL PIPE INSLTN. | 2" | 36.15 | Each
82-PW112 | 1" WALL PIPE INSLTN. | 1/2" | 14.6 | Each
82-PW134 | 1" WALL PIPE INSLTN. | 3/4" | 16.85 | Each
82-PW138 | 1" WALL PIPE INSLTN. | 3/8" | 13.2 | Each
82-PW158 | 1" WALL PIPE INSLTN. | 5/8" | 16 | Each
82-PW178 | 1" WALL PIPE INSLTN. | 7/8" | 18.15 | Each
82-PW1118 | 1" WALL PIPE INSLTN. | 1 1/8" | 23.7 | Each
82-PW1138 | 1" WALL PIPE INSLTN. | 1 3/8" | 23.4 | Each
82-PW1158 | 1" WALL PIPE INSLTN. | 1 5/8" | 25.9 | Each
82-PW1212 | 1/2" WALL PIPE INSLTN. | 1/2" | 4.95 | Each
82-PW1214 | 1/2" WALL PIPE INSLTN. | 1/4" | 3.4 | Each
82-PW1234 | 1/2" WALL PIPE INSLTN. | 3/4" | 6.05 | Each
82-PW1238 | 1/2" WALL PIPE INSLTN. | 3/8" | 3.7 | Each
82-PW1258 | 1/2" WALL PIPE INSLTN. | 5/8" | 5.25 | Each
82-PW1278 | 1/2" WALL PIPE INSLTN. | 7/8" | 6.8 | Each
82-PW3412 | 3/4" WALL PIPE INSLTN. | 1/2" | 9.25 | Each
82-PW3434 | 3/4" WALL PIPE INSLTN. | 3/4" | 10.95 | Each
82-PW3438 | 3/4" WALL PIPE INSLTN. | 3/8" | 8.2 | Each
82-PW3458 | 3/4" WALL PIPE INSLTN. | 5/8" | 9.9 | Each
82-PW3478 | 3/4" WALL PIPE INSLTN. | 7/8" | 11.6 | Each
82-PW3812 | 3/8" WALL PIPE INSLTN. | 1/2" | 2.9 | Each
82-PW3814 | 3/8" WALL PIPE INSLTN. | 1/4" | 2.15 | Each
82-PW3834 | 3/8" WALL PIPE INSLTN. | 3/4" | 3.8 | Each
82-PW3838 | 3/8" WALL PIPE INSLTN. | 3/8" | 2.45 | Each
82-PW3858 | 3/8" WALL PIPE INSLTN. | 5/8" | 3.35 | Each
82-PW3878 | 3/8" WALL PIPE INSLTN. | 7/8" | 4.2 | Each
82-PW11238 | 1" WALL PIPE INSLTN. | 2 3/8" | 46.7 | Each
82-PW11278 | 1" WALL PIPE INSLTN. | 2-7/8" | 63.05 | Each
82-PW11312 | 1" WALL PIPE INSLTN. | 3-1/2" | 70 | Each
82-PW11412 | 1" WALL PIPE INSLTN. | 4-1/2" | 91.7 | Each
82-PW12118 | 1/2" WALL PIPE INSLTN. | 1 1/8" | 8.1 | Each
82-PW12138 | 1/2" WALL PIPE INSLTN. | 1 3/8" | 9.4 | Each
82-PW12158 | 1/2" WALL PIPE INSLTN. | 1 5/8" | 10.7 | Each
82-PW12218 | 1/2" WALL PIPE INSLTN. | 2 1/8" | 13.15 | Each
82-PW12258 | 1/2" WALL PIPE INSLTN. | 2 5/8" | 16.85 | Each
82-PW34118 | 3/4" WALL PIPE INSLTN. | 1 1/8" | 13.5 | Each
82-PW34138 | 3/4" WALL PIPE INSLTN. | 1 3/8" | 15.6 | Each
82-PW34258 | 3/4" WALL PIPE INSLTN. | 2 5/8" | 26.2 | Each
82-PW34318 | 3/4" WALL PIPE INSLTN. | 3 1/8" | 30.5 | Each
82-PW38118 | 3/8" WALL PIPE INSLTN. | 1 1/8" | 5.1 | Each
82-PW38138 | 3/8" WALL PIPE INSLTN. | 1 3/8" | 6.25 | Each
82-PW38158 | 3/8" WALL PIPE INSLTN. | 1 5/8" | 7.15 | Each
82-PW38218 | 3/8" WALL PIPE INSLTN. | 2 1/8" | 9.45 | Each
82-PW38258 | 3/8" WALL PIPE INSLTN. | 2 5/8" | 11.35 | Each
82-PW381238 | 1/2" WALL PIPE INSLTN. | 3/8" | 3.3 | Each
83-30200 | 300ML CLEAR |  | 21.2 | Each
83-30201 | 300ML WHITE GENERAL | PURPOSE SILICONE | 21.2 | Each
83-30202 | 300ML | ALUMN GEN. SILICONE | 21.2 | Each
83-30203 | 300ML BLACK GENERAL | PURPOSE SILICONE | 21.2 | Each
83-30209 | 300ML RED | HIGH TEMP SILICONE | 25.35 | Each
83-30213 | 300ML BLACK HIGH TEMP | SILICONE SEALANT | 25.2 | Each
83-30216 | 300ML MID BROWN | SILICONE SEALANT | 21.2 | Each
83-30280 | 83ML CLEAR GENERAL | PURPOSE SILICONE | 15.7 | Each
83-30283 | 83ML BLACK GENERAL | PURPOSE SILICONE | 15.7 | Each
83-30289 | 83ML RED HIGH TEMP | SQUEEZE TUBE | 15.95 | Each
83-30293 | 83ML BLACK HIGH TEMP | SQUEEZE TUBE | 15.95 | Each
84-70600 | 24OZ STRAW FOAM PF50 |  | 31.45 | Each
84-E54100 | 4" PLASTIC NOZZLE |  | 4.2 | Each
84-E54130 | 6" BRASS NOZZLE |  | 15.45 | Each
84-E55100 | 7" LONG STRAW |  | 2.45 | Each
84-F61020 | 22" STEEL DISPENSING UNI |  | 649.25 | Each
84-F61030 | 7" STEEL DISPENSION UNIT |  | 383.45 | Each
84-F61110 | 7" CONVERTIBLE DISP. UNI |  | 744.05 | Each
84-F61400 | 7" POLYMR DISPENSING UNI |  | 198.6 | Each
84-F62180 | 160/260 HOSE ASSEMBLY |  | 121.7 | Each
84-F66160 | CONE NOZZLE 8/PK |  | 89.7 | 8pk
84-F66170 | CONE NOZZLE 50/PK |  | 372.8 | 50pk
84-F66180 | FAN NOZZLE 8/PK |  | 89.7 | 8pk
84-F66190 | FAN NOZZLE 50/PK |  | 372.8 | 50pk
84-F66200 | 9-1/2' GUN HOSE ASSEMBLY |  | 347.45 | Each
84-F66210 | 15' GUN HOSE ASSEMBLY |  | 632.7 | Each
84-FC14 | 14 OZ FOMO CLEAN |  | 13.95 | Each
84-FT-30 | FOAM TAPE ROLL |  | 21.6 | Each
84-HF1-12 | FOAM 1 COMP. 12 OZ CAN E |  | 25.05 | Each
84-HF2-22 | HANDI-FOAM 2 COMP 22 OZ |  | 239.3 | Each
84-HF2-205 | HANDI-FOAM 2 COMP 205 OZ |  | 1893.9 | Each
84-HFN | HANDI-FOAM NOZZLES |  | 5.05 | Each
84-P10083 | 12 OZ. HF CLEANER |  | 26.9 | Each
84-P10115 | 24 OZ HF GUN FOAM |  | 52.9 | Each
84-P10116 | 24 OZ. MULTI ADHESIVE |  | 63.9 | Each
84-P10130 | 24 OZ SUBFLOOR ADHESIVE |  | 75.7 | Each
84-P10132 | 24 OZ. CONSTRUCTION ADHV |  | 69.45 | Each
84-P10162 | 31 OZ. CONSTRUCTION ADHV |  | 84.5 | Each
84-P10290 | 31 OZ HF GUN FOAM |  | 66.65 | Each
84-P10295 | 31`OZ HF GUN FOAM - BLK |  | 76.8 | Each
84-P10296 | 31 OZ. MULTI ADHESIVE |  | 77.45 | Each
84-P10340 | 160 HF W/ ACCESSORIES |  | 368.8 | Each
84-P10341 | 160 HF W/O ACCESSORIES |  | 318.4 | Each
84-P10540 | 260 HF W/ ACCESSORIES |  | 555.95 | Each
84-P10541 | 260 HF W/O ACCESSORIES |  | 419.2 | Each
84-PC-30 | PERMAGUM CORDS 3/8"X25' |  | 24 | Each
84-PS-30 | PERMAGUM SLUG 2LBS. |  | 28 | Each
84-PS30-B | 50 LB BULK SLUGS |  | 480 | Each
84-PT-30 | WRAPTITE TAPE 1/8x30' |  | 49 | Each
AS-NS2-0000-03 | UNIVERSAL AIR SWITCH |  | 60.85 | Each
C340AST | 3 POLE 40 AMP 24V | CONTACTOR | 45 | Each
DP-1P30A24 | 1 POLE W/ SHUNT 30 AMP | 24V CONTACTOR | 25 | Each
DP-1P30A120 | 1 POLE W/ SHUNT 30 AMP | 120V CONTACTOR | 25 | Each
DP-1P30A240 | 1 POLE W/ SHUNT 30 AMP | 240V CONTACTOR | 25 | Each
DP-1P40A24 | 1 POLE W/ SHUNT 40 AMP | 24V CONTACTOR | 25 | Each
DP-1P40A120 | 1 POLE W/ SHUNT 40 AMP | 120V CONTACTOR | 25 | Each
DP-1P40A240 | 1 POLE W/ SHUNT 40 AMP | 240V CONTACTOR | 25 | Each
DP-2P20A24 | 2 POLE 20 AMP 24V | CONTACTOR | 30 | Each
DP-2P20A120 | 2 POLE 20 AMP 120V | CONTACTOR | 30 | Each
DP-2P25A24 | 2 POLE 25 AMP 24V | CONTACTOR | 30 | Each
DP-2P25A120 | 2 POLE 25 AMP 120V | CONTACTOR | 30 | Each
DP-2P25A240 | 2 POLE 25 AMP 208/240V | CONTACTOR | 30 | Each
DP-2P30A24 | 2 POLE 30 AMP 24V | CONTACTOR | 28 | Each
DP-2P30A120 | 2 POLE 30 AMP 120V | CONTACTOR | 28 | Each
DP-2P30A240 | 2 POLE 30 AMP 208/240V | CONTACTOR | 28 | Each
DP-2P40A24 | 2 POLE 40 AMP 24V | CONTACTOR | 30 | Each
DP-2P40A120 | 2 POLE 40 AMP 120V | CONTACTOR | 30 | Each
DP-2P40A240 | 2 POLE 40 AMP 240V | CONTACTOR | 30 | Each
DP-3P20A24 | 3 POLE 20 AMP 24V | CONTACTOR | 44 | Each
DP-3P20A120 | 3 POLE 20 AMP 120V | CONTACTOR | 44 | Each
DP-3P20A240 | 3 POLE 20 AMP 208/240V | CONTACTOR | 44 | Each
DP-3P25A120 | 3 POLE 25 AMP 120V | CONTACTOR | 44 | Each
DP-3P30A24 | 3 POLE 30 AMP 24V | CONTACTOR | 44 | Each
DP-3P30A120 | 3 POLE 30 AMP 120V | CONTACTOR | 44 | Each
DP-3P30A240 | 3 POLE 30 AMP 208/240V | CONTACTOR | 44 | Each
DP-3P40A24 | 3 POLE 40 AMP 24V | CONTACTOR | 47 | Each
DP-3P40A120 | 3 POLE 40 AMP 120V | CONTACTOR | 47 | Each
DP-3P40A240 | 3 POLE 40 AMP 208/240V | CONTACTOR | 47 | Each
DP-3P50A24 | 3 POLE 50 AMP 24V | CONTACTOR | 125 | Each
DP-3P50A120 | 3 POLE 50 AMP 120V | CONTACTOR | 125 | Each
DP-3P50A240 | 3 POLE 50 AMP 208/240V | CONTACTOR | 125 | Each
DP-3P60A24 | 3 POLE 60 AMP 24V | CONTACTOR | 130 | Each
DP-3P60A120 | 3 POLE 60 AMP 120V | CONTACTOR | 130 | Each
DP-3P60A240 | 3 POLE 60 AMP 208/240V | CONTACTOR | 130 | Each
DP-3P75A24 | 3 POLE 75 AMP 24V | CONTACTOR | 310 | Each
DP-3P75A120 | 3 POLE 75 AMP 120V | CONTACTOR | 310 | Each
DP-3P75A240 | 3 POLE 75 AMP 208/240V | CONTACTOR | 310 | Each
DP-3P90A120 | 3 POLE 90 AMP 120V | CONTACTOR | 350 | Each
DP-3P90A240 | 3 POLE 90 AMP 208/240V | CONTACTOR | 350 | Each
DP-4P20A24 | 4 POLE 20 AMP 24V | CONTACTOR | 60 | Each
DP-4P20A120 | 4 POLE 20 AMP 120V | CONTACTOR | 60 | Each
DP-4P25A120 | 4 POLE 25 AMP 120V | CONTACTOR | 60 | Each
DP-4P30A24 | 4 POLE 30 AMP 24V | CONTACTOR | 60 | Each
DP-4P30A120 | 4 POLE 30 AMP 120V | CONTACTOR | 60 | Each
DP-4P30A240 | 4 POLE 30 AMP 208/240V | CONTACTOR | 60 | Each
DP-4P40A24 | 4 POLE 40 AMP 24V | CONTACTOR | 65 | Each
DP-4P40A120 | 4 POLE 40 AMP 120V | CONTACTOR | 65 | Each
DP-4P40A240 | 4 POLE 40 AMP 208/240V | CONTACTOR | 65 | Each
DP-AS1 | AUXILIARY SWITCH |  | 12.05 | Each
DP-AS2 | AUXILIARY SWITCH |  | 12.05 | Each
DP-AS3 | AUXILIARY SWITCH |  | 15.5 | Each
DP-AS4 | AUXILIARY SWITCH |  | 11.9 | Each
DP-AS4N | AUXILIARY SWITCH |  | 12.35 | Each
DP-AS5 | AUXILIARY SWITCH |  | 11.9 | Each
DP-AS5N | AUXILIARY SWITCH |  | 12.1 | Each
DP-AS6 | AUXILIARY SWITCH |  | 15.3 | Each
DP-AS6N | AUXILIARY SWITCH |  | 16.5 | Each
DP-AS7 | AUXILIARY SWITCH |  | 12.3 | Each
DP-AS7N | AUXILIARY SWITCH |  | 13 | Each
DP-AS8 | NLA AUXILIARY SWITCH |  | 15.1 | Each
DP-AS9 | AUXILIARY SWITCH |  | 7.75 | Each
DP-AS9N | AUXILIARY SWITCH |  | 11.75 | Each
DP-AS10 | AUXILIARY SWITCH |  | 7.75 | Each
DP-AS11 | AUXILIARY SWITCH |  | 17.1 | Each
HC-250 | AUX SWITCH 250V SPDT |  | 23.3 | Each
HC-500 | 2X SPDT 1 N.O. 1 N.C.277 |  | 32.75 | Each
HC-23024L | 2 POLE 30 AMP 24V (LUGS) |  | 34.9 | Each
HC-24024 | 2 POLE 40 AMP 24V |  | 45.1 | Each
HC-33024 | 3 POLE 30 AMP 24V |  | 81.45 | Each
HC-33024L | 3 POLE 30 AMP 24V (LUGS) |  | 70.9 | Each
HC-34024SC | 3 POLE 40 AMP 24 VOLT | SCREWS IN COIL | 94.85 | Each
HC-37524 | 3P 75 FLA 24 VAC |  | 517 | Each
HC-39024 | 3P 90 FLA 24 VAC | 8040 | 707.05 | Each
HC-230277 | 2 POLE 30 AMP 277V |  | 33.3 | Each
HC-240120 | 2 POLE 40 AMP 120V |  | 45.45 | Each
HC-240240 | 2 POLE 40 AMP 240V |  | 45.45 | Each
HC-340120 | 3 POLE 40 AMP 120V |  | 94.75 | Each
HC-350120 | 3 POLE 50 AMP 120V |  | 215.8 | Each
HC-350240 | 3 POLE 50 AMP 240V |  | 215.8 | Each
HC-360240 | 3 POLE 60 AMP 240V |  | 240.7 | Each
HC-375120 | 3P 75 FLA 120 VAC |  | 517 | Each
HC-390240 | 3P 90 FLA 240 VAC |  | 707.05 | Each
HC-430120 | 4 POLE 30 AMP 120V |  | 143.45 | Each
HC-430240 | 4 POLE 30 AMP 240V |  | 143.45 | Each
HS-24A34-21 | HEAT SEQUENCER |  | 30.4 | Each
HS-24A34-22 | HEAT SEQUENCER |  | 25.75 | Each
HS-24A34-23 | HEAT SEQUENCER |  | 23.65 | Each
HS-24A34-24 | HEAT SEQUENCER |  | 25.75 | Each
HS-24A34-25 | HEAT SEQUENCER |  | 25.75 | Each
HS-24A34-26 | HEAT SEQUENCER |  | 36.3 | Each
HS-24A34-27 | HEAT SEQUENCER |  | 36.25 | Each
HS-24A34-29 | HEAT SEQUENCER |  | 33.15 | Each
HS-24A34-36 | HEAT SEQUENCER |  | 35.5 | Each
HS-24A34-37 | HEAT SEQUENCER |  | 36.25 | Each
FA-0230K00001 | IGNITER HSI NITRIDE | GOODMAN | 113.75 | Each
FA-1409 | IGNITER | 5.5 LEADS WITH CONNECTOR | 89.85 | Each
FA-AIC54301 | FLAME SENSOR | RHEEM # 62-23543-01 | 18.55 | Each
FA-AIC71075 | FLAME SENSOR | GSW # 71075 | 30.25 | Each
FA-AICHSIURK120 | IGNITER NITRIDE ROUND | 120V UNIVERSAL | 60.1 | Each
FA-AICLH13 | FLAME SENSOR | CARRIER # LH680013 | 18.75 | Each
FA-AICLH14 | FLAME SENSOR | CARRIER # LH680014 | 18.75 | Each
FA-AICPSEHW1 | FLAME SENSOR | WHITE ROGERS # 760-401 | 21.45 | Each
FA-AICY700 | Y700 YORK FLAME | SENSOR 025-27773-700 | 19.6 | Each
FA-AIQ3400A1024 | IGNITER HONEYWELL 24V | AICQ3400A1024 | 66.4 | Each
FA-DS001 | IGNITER - 1090 | UNIVERSAL KIT | 46.9 | Each
FA-DS009 | IGNITER - 1114 | NORDYNE | 47.1 | Each
FA-DS010 | IGNITER - DS010 | TRANE | 85.55 | Each
FA-DS014 | IGNITER - 1099 | WITH CONNECTOR | 78.5 | Each
FA-DS015 | IGNITER - 1108 | GSW | 75.85 | Each
FA-DS016 | IGNITER - 1124 | YORK - 025-32625-00 | 47.2 | Each
FA-DS401 | IGNITER - 1401 | AMANA | 46.25 | Each
FA-DS402 | IGNITER - 1402 |  | 42.05 | Each
FA-DS405 | IGNITER - DS405 Replaces | York, Robertshaw and W/R | 58.8 | Each
FA-DS406 | IGNITER - 1406 |  | 58.7 | Each
FA-DS408 | IGNITER - 1408 | RHEEM | 46.25 | Each
FA-DS410 | IGNITER - 1410 | TRANE | 46.25 | Each
FA-DS411 | IGNITER - 1411 | RHEEM | 46.35 | Each
FA-DS412 | IGNITER - 1412 | GOODMAN | 46.5 | Each
FA-DS418 | IGNITER - 1121 | GOODMAN - B1401015S | 47.25 | Each
FA-FC046 | IGNITER ROUND | YORK HSI02532626000 | 70 | Each
FA-FC047 | IGNITER ROUND | NORDYNE | 52.05 | Each
FA-FC051 | IGNITER ROUND | CLARE C238-1 | 71.7 | Each
FA-FC067 | IGNITER ROUND | UNIVERSAL | 75.05 | Each
FA-FF003 | IGNITER ROUND | RHEEM | 121.85 | Each
FA-SN402 | IGNITER | SN402 | 72.05 | Each
FA-XSLURK24 | 24V IGNITER; 1009524, | 63409, 3400A1024 | 86.5 | Each
IG-0561 | WHITE RODGERS FURNACE | IGNITER | 50 | Each
IG-1099 | RHEEM FURNACE IGNITER |  | 83.3 | Each
IG-1106 | GSW/JOHN WOODS | FURNACE IGNITER | 65.45 | Each
IG-1109 | LOCHINVAR FURNACE | IGNITER | 49.95 | Each
IG-1402 | ARMSTRONG, CLARE, REEM, | TRANE FURNACE IGNITER | 50 | Each
IG-1408 | RHEEM, TRANE | FURNACE IGNITER | 47.65 | Each
WP-DE05LUB120 | MINI CONDENSATE PUMP AND | KIT 115V 3 WIRE NO/NC | 423.45 | Each
WP-DE05LUB130 | MINI CONDENSATE PUMP KIT | 230 VOLTS | 400.35 | Each
WP-FPS-B | FLOOD PREVENTION SWITCH | WITH BRACKET | 34.5 | Each
WP-FPS-T | FLOOD PREVENTION SWITCH | TEE | 61.55 | Each
WP-FSC5008U | FLOOD PREVENTION SWITCH | BULK 50 PER BOX | 30 | Each
WP-GC1KFX2010 | MINI CONDENSATE PUMP | MOUNTING KIT | 18.95 | Each
230-B2L | Hef-T-Bracket (T2) | Lrg 21in. | 278.7 | Each
230-B2M | Hef-T-Bracket (T2) | Med 18in. | 226.2 | Each
230-B2XL | Hef-TBracket (Type 4) | Large | 720.75 | Each
230-MB14W | Hef-T-Block | 14in (W)Pk of 2 6PK/CA | 42.15 | Pack
230-MB17W | Hef-T-Block | 17in(W) Pk of 2 6PK/CA | 49.4 | Pack
230-MB36W | Hef-T-Block | 36in.(White)2/PK | 108.7 | Each
230-MBCW | Hef-T-Block | E Cap(W)Pk of 425PK/CA | 24.4 | Pack
ACB-30 | Bracket, A/C 30in, Pk 2 |  | 272 | Pack
ACB-36 | Bracket, A/C 36in, Pk 2 |  | 249.4 | Pack
ACB-42 | Bracket, A/C 42in, Pk 2 |  | 443.95 | Pack
ACB-48 | Bracket, A/C 48in, Pk 2 |  | 415.9 | Pack
ACB-48-AL | Aluminum ACB 48in, Pair |  | 263.7 | Pack
CG-U-L | AC Security Cage Large |  | 940.1 | Each
CG-U-M | AC Security Cage Med |  | 654.6 | Each
CG-U-S | AC Security Cage Small |  | 456.15 | Each
F-HF-320 | H-Frame Kit w/12.5" Foot |  | 101.25 | Each
F-HF-500 | H-Frame Kit w/19.7" Foot |  | 302.45 | Each
FF-250-S | Hef-T-Foot | 9.8in w/1.6x8 str | 116.9 | Each
FF-250-UNI | Hef-T-Foot | 9.8in Universal | 78.55 | Each
FF-400-S | Hef-T-Foot | 15.7in w/1.6x8 St | 155.6 | Each
FF-600-S | Hef-T-Foot | 23.6in w/1.6x8 st | 219.6 | Each
FF-600-S-KIT | Hef-T-Foot | 23.6in MS Kit | 146.6 | Each
FF-1000-S | Hef-T-Foot | 39.4in w/1.6x8 str | 293.8 | Each
PH-EF | Hef-T-Frame extender | 15.25w 5h 48.50d | 1152.6 | Each
ISO-2 | Anti-Vibration | Pad,2x2Iso-Cube 24/CA | 2.5 | Each
ISO-4 | Anti-Vibration | Pad,4x4Iso-Cube 12/CA | 8.9 | Each
ISO-18 | Anti-Vibration | Pad,18 Iso-Cube 6/CA | 95 | Each
MP-2 | Anti-Vibration | Pad,2x2,3/8" Rubber 48/C | 0.5 | Each
MP-2C | Anti-Vibration | Pad,2x2,7/8"Cork/Rub 48/ | 0.85 | Each
MP-2E | AV Pad E.V.A., (2x2x7/8) | 48/CA | 1.35 | Each
MP-3 | AV Pad Rubber (3x3x3/8) | 36/CA | 1.05 | Each
MP-3C | Anti-Vibration | Pad,3x3,7/8"Cork/Rub 36/ | 1.75 | Each
MP-3E | AV Pad E.V.A. (3x3x7/8) | 36/CA | 3.25 | Each
MP-4 | AV Pad Rubber (4x4x3/8) | 24/CA | 1.75 | Each
MP-4C | Anti-Vibration Pad | 4x4,7/8"Cork/Rub 24/ | 3.05 | Each
MP-4E | AV Pad E.V.A. (4x4x7/8) | 24/CA | 5.25 | Each
MP-6 | AV Pad Rubber (6x6x3/8) | 24/CA | 3.85 | Each
MP-6C | Anti-Vibration | Pad,6x6,7/8"Cork/Rub 24/ | 6.6 | Each
MP-6E | AV Pad E.V.A. (6x6x7/8) | 24/CA | 10.5 | Each
MP-8 | AV Pad Rubber (8x8x3/8) | 12/CA | 15.95 | Each
MP-12 | AV Pad,Rubber, | (12x12x3/8)12/CA | 36 | Each
MP-12C | AV Pad,Rubber/Cork, | 12/CA (12x12x7/8) | 54.75 | Each
MP-12E | AV Pad,E.V.A., | (12x12x7/8)12/CA | 66.8 | Each
MP-18 | AV Pad, | Rubber, (18x18x3/8) 6/CA | 34.65 | Each
MP-18C | AV Pad,Rubber/Cork, | 6/CA (18x18x7/8) | 58.8 | Each
MP-18E | AV Pad, | E.V.A., (18x18x7/8) 6/CA | 100.6 | Each
2424-2 | CladLite Pad 24x24x2 | 25/PL | 104.85 | Each
2448-3 | CladLite Pad 24x48x3 | 20/PL | 120.25 | Each
3030-2 | CladLite Pad 30x30x2 | 25/PL | 130 | Each
3060-3 | CladLite Pad 30x60x3 | 15/PL | 160 | Each
3232-2 | CladLite Pad 32x32x2 | 25/PL | 200 | Each
3636-2 | CladLite Pad 36x36x2 | 25/PL | 300 | Each
3636-3 | CladLite Pad 36x36x3 | 20/PL | 300 | Each
3640-2 | CladLite Pad 36x40x2 | 25/PL | 310 | Each
3660-3 | CladLite Pad 36x60x3 | 15/PL | 325 | Each
3842-3 | CladLite Pad 38x42x3 | 20/PL | 360 | Each
4042-3 | CladLite Pad 40x42x3 | 10/PL | 400 | Each
4848-3 | CladLite Pad 48x48x3 | 15/PL | 425 | Each
EP2424-2 | EcoPad 24X24X2 | 24/PL | 35.1 | Each
EP2436-2 | EcoPad 24x36x2 | 24/PL | 46.3 | Each
EP3030-2 | EcoPad 30x30x2 | 24/PL | 47.7 | Each
EP3036-2 | EcoPad 30x36x2 | 24/PL | 67.75 | Each
EP3232-2 | EcoPad 32x32x2 | 24/PL | 65 | Each
EP3434-3 | EcoPad 34x34x3 | 16/PL | 77.75 | Each
EP3636-2 | EcoPad 36x36x2 | 24/PL | 58.2 | Each
EP3636-3 | EcoPad? 36x36x3 | 16/PL | 110 | Each
EL1838-3 | E Lite Pad 18x38x3 | 32/PL | 30 | Each
EL2424-2 | E Lite Pad 24x24x2 | 44/PL | 30 | Each
EL2424-3 | E Lite Pad, 24x24x3 | 16/PL | 32 | Each
EL2430-2 | E Lite Pad 24x30x2 | 22/PL | 45 | Each
EL2436-2 | E Lite Pad 24x36x2 | 22/PL | 50 | Each
EL2448-3 | E Lite Pad 24x48x3 | 32/PL | 110 | Each
EL2626-2 | E Lite Pad 26x26x2 | 22/PL | 40 | Each
EL3030-2 | E Lite Pad 30x30x2 | 22/PL | 50 | Each
EL3030-3 | E Lite Pad 30x30x3 | 16/PL | 50 | Each
EL3040-2 | E Lite Pad 30x40x2 | 22/PL | 60 | Each
EL3232-2 | E Lite Pad 32x32x2 | 22/PL | 60 | Each
EL3232-3 | E Lite Pad 32x32x3 | 16/PL | 70 | Each
EL3636-2 | E Lite Pad 36x36x2 | 22/PL | 70 | Each
EL3636-3 | E Lite Pad 36x36x3 | 16/PL | 90 | Each
EL3640-2 | E Lite Pad 36x40x2 | 22/PL | 80 | Each
EL3640-3 | E Lite Pad 36x40x3 | 16/PL | 100 | Each
EL3648-2 | E Lite Pad 36x48x2 | 22/PL | 90 | Each
EL3648-3 | E Lite Pad 36x48x3 | 16/PL | 110 | Each
EL3842-2 | E Lite Pad 38x42x2 | 22/PL | 130 | Each
EL3842-3 | E Lite Pad 38x42x3 | 16/PL | 120 | Each
EL3870-3 | E Lite Pad 38x70x3 | 16/PL | 250 | Each
EL4848-3 | E Lite Pad 48x48x3 | 16/PL | 390 | Each
L3030-3 | Hunk-Lite Pad 30x30x3 |  | 85.05 | Each
6-HAB-BG | Air Handler Base | Galv Stl HD | 436.95 | Each
FB-1 | Furnace Mounting Block | 72/CA | 9.65 | Each
HP3232-8 | Heat Pump Pad 32x32x8 | 16/PL | 96.6 | Each
HP3636-8 | Heat Pump Pad 36x36x8 | 16/PL | 117.55 | Each
AER-8 | Eqpt Riser, Adj, 8in. | 4/CA | 24 | Each
AER-8BL | Equip Riser | Adj Blk 8in.4/CA | 21 | Each
HPR-6 | Heat Pump Riser, 6 in. | 36/CA | 8.5 | Each
HPR-6-2P | HPR2 | PcsGryRiser6in.16/CA | 10 | Each
HPR-6-2PG | HPR2 | PieceBlkRiser6in.16/CA | 8.7 | Each
HPR-12 | Heat Pump Riser, 12 in. | 16/CA | 18 | Each
X2436211 | Hef-T-Pad 24x36x2 | 24/PL | 61.95 | Each
X3232211 | Hef-T-Pad 32x32x2 | 24/PL | 74.9 | Each
ACP24242 | The Black Pad 24x24x2 | 24/PL | 39.75 | Each
ACP24243 | The Black Pad 24x24x3 | 16/PL | 70.4 | Each
ACP24362 | The Black Pad 24x36x2 | 24/PL | 68.3 | Each
ACP30302 | The Black Pad 30x30x2 | 24/PL | 60.9 | Each
ACP30303 | The Black Pad 30x30x3 | 16/PL | 78.75 | Each
ACP32322 | The Black Pad 32x32x2 | 24/PL | 76.35 | Each
ACP32323 | The Black Pad 32x32x3 | 16/PL | 78.7 | Each
ACP36362 | The Black Pad 36x36x2 | 24/PL | 86.15 | Each
ACP36363 | The Black Pad 36x36x3 | 16/PL | 105.05 | Each
ACP36483 | The Black Pad 36x48x3 | 16/PL | 125.3 | Each
ACP38422 | The Black Pad 38x42x2 | 24/PL | 115.5 | Each
U3353-3 | UltraLite Pad 33x53x3 | 15/PL | 211.3 | Each
U3654-3 | UltraLite Pad 36x54x3 | 15/PL | 170.1 | Each
U3660-3 | UltraLite Pad 36x60x3 | 15/PL | 233.3 | Each
U3870-3 | UltraLite Pad 38x70x3 | 15/PL | 245.4 | Each
U4558-3 | UltraLite Pad 45x58x3 |  | 259.6 | Each
U5079-3 | UltraLite Pad 50x79x3 | 15/PL | 345.2 | Each
U5252-3 | UltraLite Pad 52X52X3 | 15/PL | 252.05 | Each
U5557-3 | UltraLite Pad 55x57x3 | 15/PL | 306.85 | Each
UC1636-3 | UltraLite Pad 16x36x3 | 30/PL | 55.05 | Each
UC1838-3 | UltraLite 18x38x3 | 30/PL | 43.6 | Each
UC2424-3 | UltraLite Pad 24x24x3 | 15/PL | 50.5 | Each
UC2430-3 | UltraLite Pad 24x30x3 | 15/PL | 72.15 | Each
UC2436-3 | UltraLite Pad 24x36x3 | 15/PL | 84.3 | Each
UC2442-3 | UltraLite Pad 24x42x3 | 15/PL | 100 | Each
UC2448-3 | UltraLite Pad 24x48x3 | 15/PL | 111.45 | Each
UC2448-3CA | NO LONGER AVAILABLE | CA Pad Strapping 24x48x3 | 0 | Each
UC2626-3 | UltraLite Pad 26x26x3 | 15/PL | 68.3 | Each
UC3030-3 | UltraLite Pad 30x30x3 | 15/PL | 93.9 | Each
UC3036-3 | UltraLite Pad 30x36x3 | 15/PL | 93.45 | Each
UC3040-3 | UltraLite Pad 30x40x3 | 15/PL | 110.95 | Each
UC3132-3L | UltraLite Wedge | Pad 31x32x315/PL | 111.35 | Each
UC3232-3 | UltraLite Pad 32x32x3 | 15/PL | 112.2 | Each
UC3237-3 | UltraLite Pad 32x37x3 | 15/PL | 90.05 | Each
UC3445-3 | UltraLite Pad 34x45x3 | 15/PL | 125.9 | Each
UC3539-3L | UltraLite Wedge | Pad 35x39x3 15/PL | 165.1 | Each
UC3636-3 | UltraLite Pad 36x36x3 | 15/PL | 144.6 | Each
UC3642-3 | UltraLite Pad 36x42x3 | 15/PL | 149.45 | Each
UC3648-3 | UltraLite Pad 36x48x3 | 15/PL | 160.05 | Each
UC3842-3 | UltraLite Pad 38x42x3 | 15/PL | 197.9 | Each
UC4040-3 | UltraLite Pad 40x40x3 | 15/PL | 172.95 | Each
UC4044-3L | UltraLite Wedge | Pad 40x44x315/PL | 191.55 | Each
625-AF6 | Duct Fan, 6in, | 240CFM, 37w4/CA | 74.65 | Each
625-AF8 | Duct Fan, 8in, | 420CFM, 37w4/CA | 91.05 | Each
625-AF10 | Duct Fan | 10in 650CFM 60w | 146.95 | Each
625-AF14 | Duct Fan, 14in dia | 1350 CFM, 65W 2/CA | 178.4 | Each
AFB-CUSTOM-1 | AFB,(Custom 1) BlueLabel |  | 191.55 | Each
AFR1420-1 | AFR, (14x20x1) Red Label |  | 71.05 | Each
AFR1520-1 | AFR, (15x20x1) Red Label |  | 65.65 | Each
AFR1620-1 | AFR | (16 x 20 x 1) Red Label | 86.9 | Each
AFR2025-1 | AFR, (20x25x1) Red Label |  | 103.9 | Each
AFR-CUSTOM-1 | AFR, (Custom 1) RedLabel |  | 175.45 | Each
710-A1650 | StrapHanger | Iron28gax50ft10/CA | 34.55 | Each
710-A1710 | Hanger | Iron Galv. 28G 10Ft50/CA | 11.3 | Each
710-A16100 | StrapHanger | Iron28gax100ft10/CA | 73.6 | Each
710-182G | Wire | Hanging 18G 2# Roll8/CA | 33.6 | Each
710-185G | Wire | Hanging 18G 5# Roll8/CA | 48.35 | Each
710-001 | Strap | Metal26ga x 1in x 100ft | 84.35 | Each
710-002 | Strap | Metal30ga x 1in x 100ft | 68.65 | Each
710-003 | Strap | Metal30gax1-1/2inx100ft | 131.2 | Each
710-004 | Strap Metal | 26ga x 1-1/2in x 100ft | 152.5 | Each
710-005 | Strap | DuctMetallic22G1x100 | 65.1 | Each
710-P100 | Strap | Plastic 3/4in x 100ft | 40.25 | Each
710-100 | StrapWoven1-3/4 | x100ydBlk24/CA | 23.05 | Each
710-101 | StrapWoven1-3/4 | x100ydSlv24/CA | 25.6 | Each
710-102 | StrapWoven 3in | x100yds Blk 8/CA | 91.25 | Each
710-103 | Strap,Duct,Polyp | Silver 3x100 8/CA | 82.45 | Each
C947-0025 | CPR U-TYPE STRAP | 1/2 OD X 3/8 ID | 1.15 | Each
C947-0100 | CPR U-TYPE STRAP | 7/8 OD X 3/4 ID | 1.4 | Each
AF1620-1 | Pleated Filter, 16x20x1 | 12/CA | 13.35 | Each
AF2020-1 | Pleated Filter, 20x20x1 | 12/CA | 11.9 | Each
AF2025-1 | Pleated Filter, 20x25x1 | 12/CA | 14.85 | Each
5-11840 | Roof Flashing Plastic Bs | 12/CA | 19.4 | Each
5-11853 | Roof Flashing, 2in. | 12/CA | 19.2 | Each
5-11866 | Roof Flashing, 3in. | 12/CA | 22.5 | Each
5-11879 | Roof Flashing, 4in. | 12/CA | 25.85 | Each
14145 | Smokeys | 45 Sec Burn TPk of 10 | 46.7 | Pack
14175 | Smokeys | 75 Sec Burn TPk of 10 | 59.45 | Pack
14250 | Smokeys | 2-1/2Min BT Pk of 5 | 80 | Pack
14340 | Smokeys | 4 Min. BT Pk of 5 | 157.1 | Pack
25001R | Rope, Truck (3/8inx50ft) |  | 27.15 | Each
HS-30 | Strap, Hanging, 31in Lng | 24/CA | 8.95 | Case
HS-30-2 | Strap | Hanging 31in Pk of 2 | 35.25 | Pack
HS-60 | Strap, Hanging, 60in Lng | 24/CA | 12.45 | Each
HS-60-2 | Strap | Hanging 60in Pk of 2 | 49.25 | Pack
HS-144 | Strap | Lashing 12 ft Long6/CA | 90.25 | Each
HS-192 | Strap, Ratchet, 16in Lng | 3/CA | 124.55 | Each
RS-9 | StrapRubber | TieDown10in10/CA | 6.05 | Each
RS-15 | StrapTie | DownRubber15in10/CA | 5.35 | Each
RS-20 | StrapRubber | Tiedwn21inLng10/CA | 4.25 | Each
RS-31 | StrapRubber | Tiedwn31inLng10/CA | 8.5 | Each
RS-41 | StrapTie | DownRubber41in10/CA | 7.85 | Each
50302 | TAPE STICK-E SILVER | (2X50FT) 24/CA | 56.25 | Each
6-330 | TapeCork | 1/8inx2inx30ft12/CA | 37.75 | Each
6-733 | Tape, PTFE, (1/2x520in) | 100/CA | 1.75 | Each
6-3460 | TapeEcon.Elec.Tape | 3/4x60ft10/CA | 2 | Each
6-9718 | TapeFoam | 1/8inx2inx30ft12/CA | 21 | Each
640-AF2 | TapeAlum.Foil | (2x50yds)24/CA | 24.1 | Each
640-AF3 | TapeAlum. | Foil3inx50yds16/CA | 33.65 | Each
640-AF25 | TapeAlum.Foil | (2-1/2x50Yds)20/CA | 40.1 | Each
640-FD2B | Tape | Flex Duct Black 2in24/CA | 38.6 | Each
640-FD2S | TapeFlex | DuctSilver2in.24/CA | 61.55 | Each
640-FD3S | Tape Flex Duct | Silver 3in. 16/CA | 83.8 | Each
640-FSK2 | TapeFoilScrim | Kraft(2x50Yds)24/CA | 20.9 | Each
640-FSK3 | TapeFoilScrim | Kraft(3x50Yds)16/CA | 67.3 | Each
640-UL3 | TapeFoil | UL181(3x60Yds)16/CA | 109.2 | Each
640-UL25 | Tape Foil UL181 | (2-1/2x60yds) 16/CA | 90.25 | Each
ET22 | TapeEle | Hiawatha(3/4x66ft)10/CA | 7.45 | Each
ET33 | TapeElec. | Super33+3/4x66ft10/CA | 27.4 | Each
ET35W | TAPE, ELE, VINYL, WHITE | 10/CA | 23.05 | Each
ET44 | TapeEle | Super88(3/4x66ft)10/CA | 34.8 | Each
PC-600-B | TapeCloth | DuctBlk(2x60Yds)24/CA | 26.6 | Each
PC-600-S | TapeCloth | DuctSilv(2x60Yds)24/CA | 20.5 | Each
PC-609-B | TapeCloth | DuctBlk(2x60Yds)24/CA | 24.25 | Each
PC-609-S | TapeCloth | DuctSil(2x60Yds)24/CA | 32.3 | Each
PC-622-B | TapeCloth | DuctBlk(2x60Yds)24/CA | 37.75 | Each
PC-622-S | Tape Cloth Duct, Sil | (2x60Yds) 24/CA | 37.95 | Each
PC-857 | Tape Metallized Flex | Duct 24/CA | 69.7 | Each
TT-24 | Monitor Tattle-Tale | PK of 3 | 36 | Pack
TT-120 | Monitor Tattle-Tale | PK of 3 | 40.85 | Pack
TT-240 | Monitor | Tatt-Tale240VPk of 3 | 44 | Pack
UV-1 | Pure-Beam UVLight, 24v |  | 165.7 | Each
UV-BULB | UV Replacement Bulb, 24v |  | 54.4 | Each
650-011 | DuctFlex. | Alum.SR(4x8ft)9/CA | 24.4 | Each
650-016 | Hood, 4in Dry Vent,White | 12/CA | 12.95 | Each
650-100 | Egg Crate Louvers | 2x4x1/2in10/CA | 51.9 | Each
650-200 | Egg Crate Louver | (2ftx4ftx3/8)15/CA | 31.15 | Each
650-300 | EggCrateLouver | (2ftx2ftx1/2)20/CA | 30.5 | Each
CVS-2 | Vent Screen for CVENT | 2in | 8.9 | Each
CVS-3 | Vent Screen for CVENT | 3in | 9.1 | Each
CD-9775-C | CO/Smoke Detector | Battery Ops6/CA | 121.25 | Each
CM-1000 | CO Detector | Table/Wall Mount | 101.5 | Each
CVENT-2CA | Vents, Concentric, 2in. | 4/CA | 92.75 | Each
CVENT-3CA | Vents, Concentric, 3in. | 4/CA | 109.05 | Each
CVENTCAP2 | Cap, CVENT-2 |  | 25.4 | Each
CVENTCAP3 | Cap, CVENT-3 |  | 36.6 | Each
CVENTCAP4 | Cap, CVENT-4 |  | 35.5 | Each
HVENT-2 | SUB HVENT-2CA | Horizontal Term Kit | 0 | Each
HVENT-2CA | Horizontal Term Kit | 2inch6/CA | 74.55 | Each
HVENT-3CA | Horizontal Term Kit | 3inch6/CA | 71.9 | Each
20-3132-24 | Conn., Gas | (1/2ODx3/8ID) 24in 12/CA | 46.1 | Each
20-3135-18 | Conn., Gas | (1/2ODx3/8ID) 18in 12/CA | 68.95 | Each
30-3132-12 | Conn., Gas | (7/8ODx1/2ID) 12in 12/CA | 34.1 | Each
30-3132-24 | Conn., Gas | (5/8ODx1/2ID) 24in 12/CA | 48.15 | Each
30-3132-30 | Conn., Gas | (5/8ODx1/2ID) 30in 25/CA | 33 | Each
30-3132-36 | Conn., Gas | (5/8ODx1/2ID) 36in 12/CA | 58.25 | Each
30-3132-48 | Conn., Gas | (5/8ODx1/2ID) 48in 12/CA | 72.6 | Each
92-3232 | VALVE, GAS BALL | 1/2FIPx1/2FIP 10/CA | 23.5 | Each
92-4242 | Conn., GB VALVE | 3/4FIPx3/4FIP 10/CA | 30.5 | Each
D20-3132-18 | Conn., Gas | (1/2ODx3/8ID) 18in 12/CA | 11.7 | Each
D20-3132-24 | Conn., Gas | (1/2ODx3/8ID) 24in 12/CA | 12.8 | Each
D20-3132-36 | Conn, Gas (1/2ODx3/8ID) | 36in L 12/CA | 16.5 | Each
D20-3132-48 | Conn.Gas(1/2ODx3/8ID) | 48inL12/CA | 11.15 | Each
D30-3131-24 | Conn, Gas (5/8ODx1/2ID) | 24in L 12/CA | 16.1 | Each
D30-3131-36 | Conn., Gas | (5/8ODx1/2ID) 36in 12/CA | 19.1 | Each
D30-3131-48 | Conn., Gas | (5/8ODX1/2ID) 48in 12/CA | 23.05 | Each
D30-3132-18 | Conn., Gas | (5/8ODx1/2ID) 18in 12/CA | 13.7 | Each
D30-3132-24 | Conn., Gas | (5/8ODx1/2ID) 24in 12/CA | 15.75 | Each
D30-3132-36 | Conn., Gas | (5/8ODx1/2ID) 36in 12/CA | 19 | Each
D30-3132-48 | Conn., Gas | (5/8ODx1/2ID) 48in 12/CA | 23 | Each
DC20-3131-18 | Conn. Gas 1/20D, 3/8ID | MxM 18in.Long 12/CA | 12.45 | Each
DC20-3132-18 | Yellow Epoxy Gas Conn | MxF 18in.Long 12/CA | 15.9 | Each
DC30-3132-18 | Conn.Epoxy | Gas 18in.Long 12/CA | 15.9 | Each
DC30-3132-24 | Conn.Epoxy | Gas24in.Long12/CA | 17.15 | Each
DC30-3132-36 | Conn.Epoxy | Gas36in.Long12/CA | 21.45 | Each
DC30-3132-48 | Conn.Epoxy | Gas48in.Long12/CA | 22.8 | Each
EFHC-0124-3Y0124 | Tankless Water Heater | Kit 24in | 313.05 | Each
HC-02 | SelfRegHeat | Cbl/6.56ft/120V | 181.8 | Each
HC-02-2 | SelfRegHeat | Cbl/6.56ft/240V | 155 | Each
HC-06-2 | SelfRegHeat | Cbl/19.69ft/240V | 150.05 | Each
HC-08-2 | SelfRegHeat | Cbl/26.25ft/240V | 196.25 | Each
700-4 | TRUESTART HIS | UNIV ROUND | 63.55 | Each
700-5 | WOLVERINE HSI, UNIVERSAL |  | 63.85 | Each
780-001 | TRUESTART HIS | UNIV CARBIDE | 43.3 | Each
780-401 | TRUESTART HIS | DIRECT REPLACE | 2.2 | Each
780-402 | TRUESTART HIS | DIRECT REPLACE | 1.2 | Each
900-3 | Flame Sensor, TrueStart |  | 35 | Each
900-5 | Flame Sensor, TrueStart |  | 36 | Each
900-6 | Flame Sensor, TrueStart |  | 30 | Each
FC-73 | Ign. | Pilot Replacement 2 Wire | 185 | Each
IG1000N | Universal Rnd Hot Surface | Igniter Kit | 35 | Each
IG1403N | Round Nitride Igniter | 120V | 35 | Each
IG1409N | Round Nitride Igniter |  | 35 | Each
IG3033 | Silicon Igniter Kit | Replaces Trane | 80 | Each
IG4000 | Universal Flat Silicon | Carbide Igniter | 55 | Each
IG9500 | Universal Rnd Silicon | Nitride HSI 24V | 59 | Each
IGN-001 | TrueStart HSI | Univ Carbide | 75 | Each
IGN-2 | Wolverine HSI, Universal |  | 110 | Each
IGN-2-6P | Wolverine HSI | Univ Pk of 6 | 520 | Pack
IGN-401 | TrueStart HSI | Direct Replace | 71 | Each
IGN-402 | NO LONGER AVAILABLE | TrueStart HSI | 0 | Each
IGN-403 | P.SUB IG1403N | TrueStart HSI | 70 | Each
IGN-407 | TrueStart HSI for | OEM 41-407 | 59 | Each
IGN-409 | TrueStart HSI | Direct Replace | 68 | Each
PF113 | 40VA Class II Foot Mount | Transformer | 30 | Each
PFS013 | Flame Sensor | Replaces Carrier | 22 | Each
PFS014 | Flame Sensor | Replaces Carrier | 22 | Each
PFS029 | Flame Sensor | Replaces Lennox | 25 | Each
PFS053 | Flame Sensor Replaces | York | 21 | Each
PFS081 | Flame Sensor | Replaces Lennox | 72 | Each
PFS114 | Flame Sensor Replaces | Trane & Goodman | 22 | Each
PFS301 | Flame Sensor | Replaces Rheem | 21 | Each
PFS401 | Sensor with Ceramic | Insulator | 21 | Each
PFS700 | Flame Sensor w/ Ceramic | Insulator, Single Rod | 22 | Each
PFS802 | Flame Sensor | Replaces ICP & York | 22 | Each
PHP300200 | HIGH PRESSURE CONTROL |  | 21 | Each
PHP400200 | HIGH PRESSURE CONTROL |  | 25 | Each
HDR-101 | Sequencer, 1M, SPST-NO |  | 41.15 | Each
HDR-102 | Sequencer, 1M, SPST-NO |  | 33.35 | Each
HDR-212 | Sequencer, 2MS, DPST-NO |  | 39.6 | Each
HDR-222 | Sequencer 4MS, 2 DPST-NO |  | 79.8 | Each
HEK-500 | TC Element | Kit Repl240v/5000w | 24.5 | Each
HMR-130 | Manual Reset Fire Stat |  | 20.8 | Each
PHL501 | Plenum Thermostat, | 130 F Close, 170 F Open | 37.3 | Each
PHL502 | Plenum Thermostat, | 150 F Close, 180 F Open | 40.8 | Each
PHL503 | Plenum Thermostat, | 150 F Close, 190 F Open | 35.95 | Each
PHL504 | Plenum Thermostat, | 200 F Close, 240 F Open | 33.4 | Each
PHL505 | Plenum Thermostat, | 100 F Close, 140 F Open | 25.9 | Each
PHL506 | Plenum Thermostat, | 130 F Close, 170 F Open | 24 | Each
PHL507 | Plenum Thermostat, | 110 F Close, 140 F Open | 30 | Each
PHL508 | Plenum Thermostat, | 170 F Close, 190 F Open | 23.8 | Each
PHL509 | Plenum Thermostat, | 210 F Close, 240 F Open | 23.65 | Each
PHL510 | Plenum Thermostat, | 130 F Close, 150 F Open | 22.75 | Each
PHL511 | Plenum Thermostat, | 140 F Close, 160 F Open | 22.6 | Each
PHL512 | Plenum Thermostat, | 150 F Close, 170 F Open | 23.1 | Each
PHL513 | Plenum Thermostat, | 130 F Close, 170 F Open | 22.7 | Each
PHL514 | Plenum Thermostat, | 104 F Close, 180 F Open | 28.55 | Each
PHL515 | Plenum Thermostat, | 160 F Close, 200 F Open | 26.3 | Each
PHL516 | Plenum Thermostat, | 170 F Close, 210 F Open | 22.6 | Each
PHL517 | Plenum Thermostat, | 180 F Close, 220 F Open | 25.55 | Each
PHL518 | Plenum Thermostat, | 210 F Close, 250 F Open | 21.5 | Each
PHL519 | Plenum Thermostat, | 125 F Close, 155 F Open | 27.25 | Each
7-10 | Clear Vinyl Tube | 1 ID 50 ft. | 135 | Each
7-10P | CVT, Gorilla Tube, | 1in ID50FT | 140 | Each
7-12 | Clear Vinyl Tube | 1/2ID 100ft | 75 | Each
7-12P | CVTGorilla | Tube1/2inID100FT | 110 | Each
7-14 | Clear Vinyl Tube | 1/4 ID100ft | 35 | Each
7-14B | Braided Vinyl Tubing | 1/4in ID100FT | 60 | Each
7-14P | CVTGorilla | Tube1/4inID100FT | 50 | Each
7-34 | Clear Vinyl Tube | 3/4ID 100ft | 145 | Each
7-34B | Braided Vinyl Tubing | 3/4in ID100FT | 215 | Each
7-34P | CVTGorilla | Tube3/4inID100FT | 175 | Each
7-38 | Clear Vinyl Tube | 3/8ID 100ft | 35 | Each
7-38P | CVTGorilla | Tube3/8inID100FT | 65 | Each
7-58 | Clear Vinyl Tube | 5/8ID 100ft | 90 | Each
7-58P | CVTGorilla | Tube5/8inID100FT | 140 | Each
7-78 | Clear Vinyl Tube | 7/8ID 50ft | 110 | Each
7-78P | CVTGorilla | Tube7/8inID50FT | 160 | Each
7-316 | Clear Vinyl Tube 3/16ID | 100ft | 15 | Each
7-CVMINITUBE | CVT, CVMINI, 3/16ID, | 100ft | 30.2 | Each
PE-104 | CVTPolyethy. | 11/64ID1/4OD100FT | 78.4 | Each
CV-PTRAP | ClearVue 3/4in P trap | 25/CA | 13.1 | Each
CV-RTRAP | ClearVue 3/4in R trap | 25/CA | 23.3 | Each
CV-TUBE | PVC, PIPE, CLEAR | 3/4"x5' 10/CA | 113.6 | Each
DTK113 | Drain Trap Kit | 3/4in Blow Mld | 54.65 | Each
DTK113B | Drain Trap Kit | 3/4in w/Brush | 56.8 | Each
DTK205 | Drain Trap Kit | 3/4 Swt Dp Cr | 107.3 | Each
DTK207 | Drain Trap Kit | 3/4 Swt Sd A | 131.9 | Each
DTK210 | Drain Trap Kit | 3/4 Std Sw Cr | 143.7 | Each
CNH-4K | Condensate Tank Wall | Mount | 157.25 | Each
CNHK-4K | Condensate Horizontal | Kit | 185.9 | Each
CNM-3M | Replacement Neutralizing | Media for CNT-3M Tank | 242.3 | Each
CNM-4K | Replacement Neutralizing | Media CNV-4K & CNH-4K | 56.75 | Each
CNT-3M | Condensate Neutralizer | Tank 3.5 Gal, LP | 462.85 | Each
CNV-4K | Condensate Neutralizer | Tank | 178.6 | Each
CP-16 | Cond. Pump, 120v, | 16Ft Lift | 100 | Each
CP-16-230 | Conden.Pump | 16 ft. Lift230V | 120 | Each
CP-22 | Cond. Pump, | 120v,22Ft Lift | 115.8 | Each
CP-22-230 | Conden.Pump | 22 ft. Lift 230V | 145 | Each
CP-22-230T | Cond.Pump | 230v22Ft LftW/Tube | 160 | Each
CP-22LP | Cond. Pump | Low pro.22Ft Lift | 140 | Each
CP-22LP-230 | Conden.Pump | 22 ft.Lift230VLP | 155 | Each
CP-22LP-230-P | Plenum Rated Low Profile | CP-22 Cond. Pump 230V | 195 | Each
CP-22LP-P | Plenum Rated Low Profile | CP-22 Cond. Pump 120V | 143.5 | Each
CP-22LPT | Low Profile Cond. Pump | 120V, 22Ft Lift,20Ft Tub | 108.05 | Each
CP-22T | Cond.Pump | 120v22Ft LftW/Tube | 120 | Each
CP-CV | Check Valve | Replacement for CP | 13.25 | Each
CP-M115 | Cond. Pump | for Mini Split115V | 192.85 | Each
CP-M230 | Cond. Pump | for Mini Split230V | 202.2 | Each
CP-PAN | Cond. Pump Overflow Pan |  | 25 | Each
CVMINI | ClearVue Mini | SIX PER BOX | 301.6 | Each
FP-22 | Furnace Pump, 120v, | 22Ft Lift | 150 | Each
FP-22-230 | Furnace Pump, 230v, | 22ft Lift | 160 | Each
IQP-120 | Cond. Pump | ClearVue22Ft Lift | 175 | Each
IQP-120T | Conden.P | ClearVue w/Tube120V | 185 | Each
PROCP-16 | Pro Con Pump, 120v | 16Ft Lift | 93.85 | Each
PROCP-16-230 | Pro Con Pump,230v | 16Ft Lift | 101.05 | Each
PROCP-22S | Pro Con Pump, 120v | 22Ft Lift | 95.5 | Each
PROCP-22S-230 | Pro Con Pump,230v | 22Ft Lift | 102.75 | Each
PROCP-22ST | Pro Con Pump, 120v | 22Ft Lift,w/Tube | 106.9 | Each
PROCP-22ST-230 | Pro Con Pump,230v | 22Ft Lift,w/Tube | 124.9 | Each
PROCP-46 | Hight Temp, Pro Cond. | Pump, 120V, 49ft Lift | 441.95 | Each
PROCP-46-230 | High Temp, Pro Cond. | Pump 230V, 49ft Lift | 441.95 | Each
QUIETMINI-M | Ductless Cond. Pump | Undermount | 168 | Each
ULTRACP-22 | Cond. Pump, Clear Tank, | 120v,22Ft Lift | 98 | Each
ULTRACP-22-230 | Cond. Pump, Clear Tank, | 230v,22Ft Lift | 119 | Each
ULTRACP-22T | Cond. Pump, Clear Tank, | 120v,22Ft Lift,20Ft Tub | 108 | Each
ULTRACP-22T-230 | Cond. Pump, Clear Tank, | 230v,22Ft Lift, 20Ft Tub | 129 | Each
AP-DD | Drain Dawg, Acc Pack |  | 211.8 | Each
AP-DK | DrainKat, Accessory Pack |  | 294.85 | Each
BS-25 | Blowgun, w/saftey tip |  | 118.25 | Each
CB-2 | Kit, Drain Dawg | 3/CA | 874.7 | Each
CK-141 | Cone | w/male thread 3/4in. | 51.7 | Each
DF-75 | TIP INFLATABLE DRAIN | DAWG | 148.95 | Each
FA-01 | ADAPTER CO2 TO NITROGEN | MxM FOR DRAINKAT | 86.55 | Each
FA-02 | ADAPTER CO2 TO NITROGEN | FxF FOR DRAIN DAWG | 75.55 | Each
FA-03 | CO2 TRANSFILL ADAPTER | FOR DRAIN KAT | 46.3 | Each
MBK-6 | Kit, Mini, Drain Kat | 2/CA | 1083 | Each
QN-S3 | Tip | Needle w/female thread | 44.8 | Each
TG-10 | Hose, Blow Gun, 120in. |  | 263.4 | Each
6-24 | Drain Pan | Plastic (24in) Rnd5/CA | 63.25 | Each
6-1838L | Drain Pan, | Plastic (18x38), L | 39 | Each
6-1838S | DRAIN PAN, PLASTIC | (18x38), S 5/CA | 124.35 | Each
6-1846S | Drain Pan, Plastic | (18x46), S 5/CA | 22.1 | Each
6-2424L | Drain Pan, | Plastic (24x24), L 5/CA | 116.45 | Each
6-2626L | Drain Pan, | Plastic (26x26), L 5/CA | 132.7 | Each
6-2739L | Drain Pan, | Plastic (27x39), L 5/CA | 140.5 | Each
6-2748L | Drain Pan, | Plastic, (27X48) L 5/CA | 59.95 | Each
6-2763L | Drain Pan, | Plastic, (27X63) L 5/CA | 185 | Each
6-3030L | Drain Pan, | Plastic, (30x30) L 5/CA | 32.45 | Each
6-3050L | Drain Pan, | Plastic, (30x50) L 5/CA | 67.3 | Each
6-3060L | Drain Pan, | Plastic, (30x60) L 5/CA | 103.8 | Each
6-3060S | Drain Pan, | Plastic, (30x60) S 5/CA | 183.95 | Each
6-3263L | Drain Pan, | Plastic, (32x63) L 5/CA | 106.25 | Each
6-3263L-F | Drain Pan, Plastic, | (32x63) L Flexible 5/CA | 179 | Each
6-3636L | Drain Pan, | Plastic, (36X36) L 5/CA | 165.95 | Each
6-3660L | Drain Pan | Plastic (36x60) L5/CA | 208.75 | Each
6-3660S | Drain Pan | Plastic (36x60) S 5/CA | 196.9 | Each
6-HKIT | Drain Pan,HR,Install Kit |  | 64.5 | Each
6-M24 | Drain Pan Round | Metal (24") 20GA 6/CA | 72.25 | Each
6-M26 | Drain Pan Round | Metal (26") 20GA 6/CA | 78.15 | Each
CC-1 | CondensateCopDrain | PSwitch12/CA | 32.35 | Each
CS-1 | Condensate Switch - Tee | 10/CA | 55.95 | Each
CS-1-BULK50 | Condensate Switch - Tee | Bulk Pack 50/CA | 32 | Each
CS-2 | Condensate Switch Elbow | 10/CA | 38.75 | Each
CS-2-BULK50 | Condensate Switch Elbow | Bulk Pack 50/CA | 24.95 | Each
CS-3 | Condensate Switch - Clip | 10/CA | 27.65 | Case
CS-3-BULK50 | Condensate Switch - Clip | Bulk Pack 50/CA | 13.15 | Case
CS1200 | AC Shutoff Switch | 12/CA | 55.9 | Each
SOS-1 | Safety Overflow Switch |  | 107.5 | Each
UA-1 | Alarm, Universal, 24VAC |  | 34.65 | Each
GG-1 | Drain Gun | 6/CA | 101.9 | Each
GG-1A | Drain Gun | Ad.Kit | 43.2 | Each
GG-1H | Drain Gun | Hose | 9.1 | Each
GG-1TF | REPLACEMENT TIP FOR GG-1 |  | 18.5 | Each
GGC-6 | Drain Gun cartridges | 12 packs of 6 pcs each | 37.95 | Pack
GGC-12 | Drain Gun Cartridges | Pack of 12, 6 Packs/Case | 40.3 | Pack
SG-1 | SWOOSH Drain Gun | BigShot (20G) 6/CA | 97 | Each
SG-2KIT | SWOOSH Drain Gun Double | Shot (Two 20G) 5/CA | 205.9 | Each
SGC-12 | 20G SWOOSH Cartridge | Pack of 12, 6 Packs/Case | 90 | Pack
6-HK2748 | Drain Pan, | HR,Inst.Kit (27x48) 5/CA | 206.7 | Each
6-HK2748-1 | Drain Pan, | HR,Inst.Kit (27x48) | 202.3 | Each
6-HK2766 | Drain Pan, | HR,Inst.Kit (27x66) 5/CA | 288.75 | Each
6-HK2766-1 | Drain Pan, | HR,Inst.Kit (27x66) | 479.8 | Each
6-HK3050 | Drain Pan, | HR,Inst.Kit (30x50) 5/CA | 339.6 | Each
6-HK3050-1 | Drain Pan, | HR,Inst.Kit (30x50) | 321.05 | Each
6-HK3050HD | Drain Pan, Heavy Duty, | HR,Inst.Kit (30x50) 5/CA | 274.85 | Each
6-HK3060 | Drain Pan, | HR, Inst.Kit(30x60) 5/CA | 657.4 | Each
6-HK3060-1 | Drain Pan, | HR, Inst.Kit(30x60) 1Pan | 514.45 | Each
6-HK3060HD | Drain Pan, | HR, Inst.Kit(30x60) 5/CA | 465.75 | Each
6-HK3070HD | Drain Pan, Heavy Duty | HR, Inst.Kit(30x70) 5/CA | 418.6 | Each
6-HK3364FUR | PanFurnace | Inst.Kit(33x64)5/CA | 493.45 | Each
6-HK3378FUR | PanFurnace | Inst.Kit(33x78)5/CA | 548.1 | Each
6-M2748 | Drain Pan | Metal (27x48) 26GA5/CA | 263.2 | Each
6-M2763 | Drain Pan, Metal | (27x63) 26GA 5/CA | 260.75 | Each
6-M3030 | Drain Pan | Metal (30x30) 26GA5/CA | 196.25 | Each
6-M3050 | Drain Pan | Metal (30x50) 26GA5/CA | 147.7 | Each
6-M3060 | Drain Pan | Metal (30x60) 26GA5/CA | 393.95 | Each
6-M3263 | Drain Pan | Metal (32x63) 26GA5/CA | 122.15 | Each
5-12 | Cement | Oatey (Clr)-1/2Pt24/CA | 14.65 | Each
530-30818 | CementAll | Purp.Clr-4oz.24/CA | 12.2 | Each
530-30821 | Cement,Oatey (Clr)- 8oz | 24/CA | 18.2 | Each
530-30834 | Cement, Oatey(Clr)-16oz | 24/CA | 23.6 | Each
530-30890 | CementOatey | (RRS/Blu)-4oz.24/CA | 13.25 | Each
530-30891 | Cement, Oatey Rain/ | Shine 8oz. 24/Case | 13.9 | Each
530-30893 | Cement, Oatey (RRS/Blu) | 16oz 24/Case | 23.3 | Each
PP-8 | Primer, Pro-Prime | (Purp)8 oz 24/CA | 15.8 | Each
PW-8 | Cement,Pro-Weld(Reg)8oz | 24/CA | 12.25 | Each
PW-16 | Cement,Pro-Weld(RB)16oz. | 6/CA | 23.05 | Each
PWU-4 | Cement, ProWeld(U)-4oz. | 12/CA | 10 | Each
PWU-8 | Cement, ProWeld(U)-8oz. | 10/CA | 14.7 | Each
BG-101 | Latching Switch-Pan |  | 28.05 | Each
BG-301+T | Latching Switch-Elbow+T |  | 30.05 | Each
BG-302P+T | Latching Switch-ElbowP |  | 35 | Each
WS-1 | WetSwitch Flood Detector |  | 115.9 | Each
WS-2DV | WetSwitch Dual Voltage | Flood Detector | 112.2 | Each
WTRAP | FCN Series 3/4in | Air-Trap | 36.15 | Each
7-AL9V | Battery, Alkaline, 9V | 6/CA | 9.55 | Each
7-AL9V-8 | Battery | Rayovac Alkaline 9V8/PK | 7.45 | Each
7-ALAA | Battery Alkaline, AA (8) | 8/CA | 2.65 | Each
7-ALAAA | Battery, Alkaline, AAA | 8/CA | 3 | Each
7-ALC | Battery Alkaline, C Cell | 6/CA | 5.1 | Each
7-ALD | Battrey Alkaline, D Cell | 6/CA | 6.4 | Each
7-ALD-12 | Battery | Rayovac Alkaline D12/PK | 6.15 | Each
7-ILJ2AA-B | Flashlight | 2C/AA Swivel Lite6/CA | 26.35 | Each
7-IN2K | Flashlight | Rayovac2C/D6/CA | 18.2 | Each
7-ISL2D-B | Flashlight | Rayovac2C/D Swivl6/CA | 35.4 | Each
16500 | HeatResis.Cloth | 18x18in. | 114.55 | Each
16510 | Heat resistant Cloth | 18x18 | 147.15 | Each
16520 | HeatResis.Cloth | 36x36in. | 316.75 | Each
HCO-7 | Hand Clnr. | Fast Orange7-1/2oz12/CA | 8.55 | Each
HCO-15 | Hand Clnr. | Fast Orange15 oz.12/CA | 11.55 | Each
HCO-128 | Hand Clnr. | Fast Orange1 Gal4/CA | 55.55 | Each
HCP-7 | Hand Clnr. | Fast Orange7-1/2oz12/CA | 8.75 | Each
HCP-15 | Hand Clnr. | Fast Orange15 oz.12/CA | 10.5 | Each
7-AM2A056 | Flashlight | Mag-LiteAA HolBlk12/CA | 15 | Each
7-S4D016 | Flashlight | Mag-Lite4C/DBlk | 96.3 | Each
01714 | Foam Sealant, 12oz Can | 12/CA | 21.75 | Each
01724 | Foam Sealant, 20 oz. Can | 12/CA | 24.15 | Each
18002 | Caulking Sealant, White | 24/CA | 21.85 | Each
18003 | Caulking Sealant, Grey | 24/CA | 21.7 | Each
ACP-10 | Cleaning Pad | All PrpPk of 10 | 18.4 | Pack
DC-4128 | Drop Cloth 4 x 12 - 8oz | 1/PK | 44.95 | Each
DC-9128 | Drop Cloth 9 x 12 - 8 oz | 1/PK | 80.6 | Each
HC-1 | Hurricane Pad Bracket | Pk of 4 | 11.45 | Each
SC-10 | Abras. Cloth 1-1/2x10yds |  | 10.35 | Each
SC-25 | Abras. Cloth 1-1/2x25yds |  | 22.85 | Each
SCM-5 | Abras.Clth, | Grip-Cut1-1/2x5yd | 17.6 | Each
SCM-10 | Abras.Clth, | Grip-Cut1-1/2x10yd | 29.4 | Each
SCM-25 | Abras.Clth, | Grip-Cut 1 1/2X25 YDS | 66.9 | Each
SCM-185-8 | PT,Flow-Plus, CP Trmnt | 7.5 lb. Tub | 326.5 | Each
SPT-W | Surface Liner, White | 54ft. Roll | 352.4 | Each
5-05790 | Hand Wipe | WypAllWhtPk of 100 | 57.55 | Pack
5-33570 | Towel ,Kimtex, Pk 100 |  | 66.6 | Pack
5-34790 | Towel, Teri, Pk of 126 |  | 58.65 | Pack
5-41041 | Towel | WypAll X80 Pk of 160 | 130.35 | Pack
5-41411 | Towel | WorkhorseBlu.Pk of 100 | 60.95 | Pack
5-41455 | Towel | WorkhorseWht.Pk of 100 | 55.55 | Pack
5-42272 | Hand Wipe Kim- | ClarkWaterless 75Count | 57.2 | Each
5-42272R | Waterless Hand-Wipes, | Refill | 50.6 | Each
DTT-10 | Towel | Terry 14x17 Pk of 10 | 21.1 | Pack
DTT-24 | TerryTowel | 14X17 Pk of 24 8/CA | 41.1 | Pack
ST-4 | Towel | H/D Shop 13x16Pk of 4 | 32.45 | Pack
ST-10 | Towel | H/D Shop 13x16Pk of 10 | 44.15 | Pack
ST-24 | Towel | H/D Shop 13x16Pk of 24 | 65.9 | Pack
7-100W | Light Bulb | 100 Watt RS Bulk120/CA | 315.6 | Case
CRC-4-140 | CONTACT CLNR, HF | 11oz | 43.7 | Each
CRC-4CF | CONTACT CLNR, QD | 11oz, 12/CA | 64.35 | Each
CRC-5 | LubeInstant | ColdGalvanize12/CA | 61.7 | Each
CRC-7X | HEAVY DUTY DEGREASER | 19OZ SOLD IN 12 | 40.55 | Each
CRC-9 | LubeWhite | LithGrease10oz12/CA | 30.4 | Each
CRC-13 | LubeSta-PlexRed | Grease14oz10/CA | 32.1 | Each
CRC-CF2 | LUBE CUTTING OIL | THREAD | 27 | Each
741-001 | WD-40, 8oz, 12/Case | 12/CA | 19.5 | Each
741-002 | WD-40, 11oz, 12/Case | 12/CA | 23.05 | Each
23010 | Latex Gloves | Size L 50/Pk | 45.1 | Pack
5-500KN | KN95 Protective Mask | 10/PK | 38.2 | Pack
5-500M | Fluid Resistant Medical | Style Mask 50/Pk | 141 | Pack
53255 | Nitrile Gloves,Medium | 3mil (.07mm) 250/PK | 47.55 | Pack
540-1005L | Gloves, Nitrile Size L | (1 Pair) | 12.05 | Each
540-1050 | Gloves | String Knit Size L12/PK | 23.2 | Pack
540-2114 | Gloves, Leather 2in. | Cuff 1 Pair/PK | 8.7 | Pack
540-BH1L | Gloves, Box Handler | L 1 Pair/PK | 44.95 | Pack
540-HU1L | Gloves,Gen. Util.,Blk | Size L 1 Pair/PK | 36.1 | Pack
COV-BR2XL | Coveralls, Breathable | Lrg | 14.1 | Each
COV-BRL | Coveralls, Breathable | Lrg | 14.1 | Each
COV-BRXL | Coveralls, Breathable | X-Lrg | 14.1 | Each
COV-WP2XL | Coveralls, Waterproof | 2XL 25/CA | 299.95 | Each
COV-WP3XL | Coveralls, Waterproof | 3XL 25/CA | 441.9 | Each
COV-WPL | Coveralls, Waterproof | L 25/CA | 419.1 | Each
COV-WPM | Coveralls, Waterproof | M 25/CA | 419.1 | Each
COV-WPXL | Coveralls, Waterproof | XL 25/CA | 440.2 | Each
FAK-10 | First Aid Kit | 10-Unit | 93.5 | Each
FAK-25 | First Aid Kit | 25-Unit | 89.2 | Each
G-LC2XL | Latex Coated Gloves | 2XL 12/Pk | 133.25 | Pack
G-LCL | Latex Coated Gloves | L 12/Pk | 126 | Pack
G-LCM | Latex Coated Gloves | M 12/Pk | 126 | Pack
G-LCXL | Latex Coated Gloves | XL 12/Pk | 126 | Pack
G-NC2XL | Foam Nitrile Coated | Gloves,2XL 50/Pk | 132.1 | Pack
G-NCL | Foam Nitrile Coated | Gloves,L 50/Pk | 132.1 | Pack
G-NCM | Foam Nitrile Coated | Gloves,M 50/Pk | 132.1 | Pack
G-NCXL | Foam Nitrile Coated | Gloves,XL 50/Pk | 132.1 | Pack
NG-BK2XL | Nitrile Gloves, Black | Size 2XL 50/Pk | 36.1 | Pack
NG-BL2XL | Nitrile Gloves,Blue | Size 2XL 50/Pk | 15.5 | Pack
NG-BLXL | Nitrile Gloves,Blue | Size XL 50/Pk | 15.5 | Pack
SC-1 | Shoe Cover | Navy Blue 50/pk | 36.2 | Pack
SC-1SHU | NO LONGER AVAILABLE | DARK SHOE COVERS 17X 8IN | 0 | Pack
SC-1WP | Shoe Covers | WP Pk of 50 pair | 74 | Pack
SC-WPSHU | Shoe Cover, Waterproof | Blue 40/PK | 73.25 | Pack
SG-NV30B | Safety Glasses, Clear w/ | Black Frame 12 Pairs/CA | 294.05 | Case
SG-NV30BC | Safety Glasses, Black | Frame 12 Pairs/CA | 255.05 | Case
SG-NV30CB | Safety Glasses, Blk | Camo Frame 12 Pairs/CA | 401.75 | Case
SG-NV30CC | Safety Glasses, Camo | Frame 12 Pairs/CA | 342.1 | Case
16491 | SealantFirestop10.3 | floz.12/CA | 57.15 | Each
6-202-1 | DiversiGum, 1lb Slug | 24/CA | 9.6 | Each
6-202-2 | DiversiGum, 2lb Slug | 20/CA | 16.25 | Each
7-100 | GunCaulk | SuperRatchetType12/CA | 27.05 | Each
7-200 | Gun, Caulk Standard Duty |  | 12.65 | Each
7-4000 | CaulkClear | Sealant10.3oz12/CA | 41.8 | Each
7-4001 | Sealant | SiliconeClr2.8 oz.48/CA | 15.05 | Each
7-4100 | CaulkWhite | Sealant10.3oz12/CA | 34.35 | Each
7-4200 | CaulkAlum. | Sealant10.3oz12/CA | 40.05 | Each
7-4300 | Caulk, High Temp, 10.1oz | 12/CA RED | 54.7 | Each
7-4400 | CaulkAc. | Lat.Clr10.3floz.12/CA | 12.75 | Each
7-4500 | CaulkAc. | Lat.Wht10.3floz.12/CA | 6.75 | Each
7-80633 | Sealant,Thread | PTFE, 1 pint 12/CA | 57.15 | Each
800-008 | Duct Sealant | Pro-Air 10.5oz.12/CA | 10.2 | Each
800-009 | Duct Sealant | Pro-Air 1 gal4/CA | 80.2 | Each
972KIT | SuperSeal Total,1.5-5ton | 12/CA | 125.05 | Each
CAS-2712 | SealantAdhesive | 0.34floz.12/CA | 21.65 | Each
DEP052 | Glue, Super, 2 Gram Tube | 12/CA | 72.55 | Each
DEP056 | Epoxy | Mixer Cup Fast Cure10/CA | 67.3 | Each
FP-36 | FLEXI -PATCH | SELF- ADHESIVE 3X6 | 33.85 | Each
RM-1G | Cement | Black Jack AW 1 gal6/CA | 41.85 | Each
RM-10 | CementBlack | JackAW10oz.12/CA | 8.55 | Each
5-SCR81-2 | ScrewTaper | Pt.8x1/2in.1000/PK | 52.05 | Each
5-SCR81-2DP | Screw, Sht Met | 8x1/2 Drill Pt | 62.2 | Each
5-SCR81DP | Screw,Sheet Met.,8x1 | Drill Pt, Pk of 500 | 38.3 | Each
5-SCR83-4DP | Screw,Sht Met.,8x3/4 | Drill Pt, Pk of 500 | 43.7 | Each
5-SCR101DP | Screw,Sht Met.,10x1 | Drill Pt, Pk of 500 | 45.55 | Each
5-SCR103-4DP | Screw, Drill Pt., 10x3/4 | Pk of 500 | 81.35 | Each
5-SCRMS | Screw | Masnry1/4x1-1/4Pkof250 | 71.3 | Pack
799-001 | Spray Paint, | Gloss Black,10oz 6/CA | 17.9 | Each
799-002 | Spray Paint, | GP Flat Blk,10oz 6/CA | 11.75 | Each
799-003 | Spray Paint, White,10oz | 6/CA | 17.75 | Each
799-004 | Spray Paint, | Flat White,10oz 6/CA | 10.75 | Each
799-005 | Spray Paint, | Dark Gray,10oz 6/CA | 10.8 | Each
799-006 | SPRAY PAINT | GRAY PRIMER 6/CA | 10.6 | Each
799-009 | Spray Paint, | Astro Blue,10oz 6/CA | 9.65 | Each
799-010 | Spray Paint, Orange,10oz | 6/CA | 10.95 | Each
799-011 | Spray Paint,A | lum.(Silver),10oz 6/CA | 10.8 | Each
799-012 | Spray Paint,B | rt.Zinc Galv,10oz 6/CA | 41.3 | Each
799-021 | Spray Paint, | IND Flt Blk,10oz 6/CA | 27.95 | Each
799-022 | Spray Paint, | Gloss Wht.,10oz 6/CA | 29.1 | Each
799-024 | Spray Paint,I | E,Lt. Gray,10oz 6/CA | 18.6 | Each
799-040 | Spray Paint, | High Heat, Alum. 6/CA | 31.45 | Each
799-041 | Spray Paint, | High Heat, Black 6/CA | 39.95 | Each
6-5 | PVC Drain Pan | Ftg. 3/4 FM PT 50/CA | 5.85 | Each
AG-25 | DiversiGum | CaulkCrd3/8x25ft12/CA | 21.85 | Each
B-4H | HOSE CLAMP, #4, 5/16 | HOSE ID. 10/CA | 0.9 | Each
B-6H | No.67/16in. | -3/4in.Dia10/CA | 1.85 | Each
B-8H | Hose Clamp, (7/16- 1 in) | 10/CA | 2.05 | Each
B-10H | Hose Clamp | (9/16-1-1/16 in)10/CA | 1.8 | Each
B-12H | Hose Clamp | (9/16-1-1/4 in)10/CA | 2.15 | Each
B-16H | Hose Clamp | (11/16 to 1-1/2)10/CA | 2.15 | Each
B-20H | HOSE CLAMP, (3/4-1 3/4") | 10/CA | 3.4 | Each
B-32H | Hose Clamp, #32, | 1-9/16x2-1/2 10/CA | 2.2 | Each
BS-32 | Sprayer | All Purp. 1 Quart12/CA | 13.05 | Each
FH-1 | Fuse | In-line Holder Pk of 10 | 171.25 | Pack
HFL-4257 | TC, Fus. Link, 257Deg, | Pk of 4 | 12.3 | Pack
HFL-4300 | TC FUSE LINK 300 DEG, | Pk of 4 | 32.35 | Pack
HFL-5257 | Term Cntrl | Fuse Link Pk of 2 | 31.45 | Pack
HFL-5258 | TC | Fus. Link 257Deg Pk of 2 | 27.3 | Pack
HFL-5300 | Term Cntrl | Fuse Link Pk of 2 | 27.9 | Pack
HFL-5301 | TC | Fus. Link 300Deg Pk of 2 | 25.8 | Pack
HFL-5333 | TC | Fus. Link 333Deg Pk of 2 | 27.95 | Pack
OT-1808 | Oil Tap |  | 25.95 | Each
PK-2 | Tool | Plastic Tube/Hose Cutter | 54.15 | Each
RC-1 | Insta-Charge | Low Press. Tip | 37.4 | Each
TC-007 | Monitor | 007 Control Checker | 378.5 | Each
TG-30 | Gauge | Leak Test 3/4FPT 30psi | 41.6 | Each
TG-30-1 | Tester | Leak Test Gauge1in FPT | 413.45 | Each
TS-1 | ToggleSwitch, SP.ST, 20A |  | 20.85 | Each
TS-3 | Toggle Switch | SP.DT.CO 15A | 25.45 | Each
TS-4 | TOGGLE SWITCH, DP.ST | 20A | 28.5 | Each
VCC-4 | Valve Cap Lck | 2Caps 1Tool | 19.85 | Pack
VCC-4B | Valve Cap Lck | 100Caps 50Tools | 3.2 | Pack
7-711 | Cable Tie,Nat,Assrt.,Pk | of15025PK/CA | 57.65 | Pack
7-711-B | Cable Tie,Blk,Assrt.,Pk | of15025PK/CA | 41.15 | Pack
7-L300 | Cable Tie, | tensioning Tool | 82.5 | Each
7-P24 | Cable Tie, | HD Nylon,Wht,24in 50/CA | 0.8 | Each
7-P36 | Cable Tie, 36in Natural | 50/CA | 1.65 | Each
7-P36B | Cable Tie, | HD Nylon,Blk, 36in 50/CA | 1.15 | Each
7-P48 | Cable Tie, 48in Natural | 50/CA | 1.35 | Each
5200 | Troublemetalguard16/3 | 13A/125V25ft. | 175.25 | Each
5223 | TripleOutlet2 | Pole3Wire | 36.9 | Each
6-12-6P | 1/2IN X 6FT #12THHN WIRE | METALLIC CONNECTORS | 30.5 | Each
6182 | Terminal Block | 20A-250V 4/pos | 21.6 | Each
6184 | Terminal Block | 20A-25V 8/pos | 45.45 | Each
6186 | Terminal Block 20A | 250V 12pos. | 19.95 | Each
6291CX | Wire Connector, | Mini, Gray | 62.75 | Each
6292CX | Wire Connector, | Tiny, Blue 100/PK | 63.2 | Each
6293 | Wire Connector | Small-Orange 20/PK | 6.25 | Each
6294 | Wire Connector | Medium-Yellow 18/PK | 8.3 | Each
6295X | Wire Conn., | Assort, Pk of 55 | 23.4 | Each
6296 | Wire Connector Large-Red | 12/PK | 7.45 | Each
6298 | Wire Connector | XLarge-Gray 6/PK | 5.55 | Each
8200M | Metal Parts Box | 21 Compartment | 128.75 | Each
8203C | Box | PP Translucent 24 Comp | 69.55 | Each
8284 | Wire Conn, | Wing,Sm,Yel, | 6.8 | Each
8284CX-B | Wire Conn, | Wing,Sm,Yel,Pkof 100 | 16.75 | Pack
A65569BW | Blower Wheel Replaces | Carrier LA11AA005 | 36.6 | Each
A65900 | Blower Wheel Replaces | Nutone 59000A000 | 16.05 | Each
ED252 | Rubber Conn. 2P/3W/15A | 125V | 20.3 | Each
ED270-I | Receptacle | Duplex 15A-125V 2 | 10.75 | Each
ED273 | Ele. Staple | Ins.Cpr 5/8Hx1/4W | 10.6 | Each
ED447 | BatHandleSwitch | metalSPST | 13.6 | Each
ED454 | Toggle Switch | Bat Handle SPDT | 26.9 | Each
ED455 | BatHandleSwitch | metalDPST | 15.6 | Each
ED468 | Toggle Switch | Bat Handle SPDT | 15.35 | Each
ED600 | Indicator Light, Red 28V |  | 33.05 | Each
ED601 | Indicator Light | Green 28V | 42.7 | Each
ED610 | Indicator Light | Red 105-125VAC | 22.05 | Each
ED1232 | Toggle Switch D.P. 30A | 120/2 | 75.4 | Each
ED1262-2 | Toggle Switch D.P. 15A | 120/2 | 15.5 | Each
ED1301-I | Toggle Switch S.P. 15A | 120V | 6.05 | Each
ED1709 | GroundingPlugrubber | handle | 10.9 | Each
ED2867 | Arm Plug 15A-125V 2pl. |  | 19.75 | Each
ED2887 | Armored Connector 15A | 125V 2 | 23.3 | Each
ED4409 | Right Angle Plg | P/3W 20A-125V | 22.25 | Each
ED9726 | Lampholder660W/125Vwgrnd | box15A/125V4-1/2inOD | 45 | Each
ED-AT3 | BLADE FUSE | 3 AMP - PURPLE 10/Pk | 70.95 | Each
ED-AT5 | BLADE FUSE | 5 AMP - TAN 10/Pk | 71.95 | Each
ED-CR15 | Fuse, Dual Element | 15A | 67 | Each
EM480 | In-Line Fuse Holder | 1-1/4 x 1 | 41.9 | Each
PG5099801 | Fan Blade Pitch Gauge |  | 28.1 | Each
PI222 | LugsAlum. | 42414WireRng2Ar6/Pk | 22.85 | Each
PI237 | Clamp | Grnd Fitting for1/2 pipe | 14.05 | Each
PI303 | Conduit Nip. | 1/2x2in Pk of 2 | 30.55 | Pack
PI306 | Strap | Fit EMT 1/2Pk of 20 | 17.45 | Pack
PI306CX | EMT Strap fits, 1/2in. | 100/Pk | 31.35 | Pack
PI307 | EMT Strap fits 3/4 | Pk of 12 | 13.4 | Pack
PI307CX | EMTStrapfits3/4incond | znPltd.Steel100/PK 1hole | 45.6 | Each
PI310 | ReduWash 3/4in to 1/2 | Pk of 28 | 20.15 | Each
PI311 | Conn.Cable Scrw Clamp | Pk of 25 | 47.95 | Pack
PI315 | BXConnector90 | 3/8inTr.42371 3/PK | 13.35 | Each
PI318 | Cable Conn. | Single Screw Clamp2/PK | 21.7 | Each
PI320 | Romex Conn.3/8inx1/2 | Pk of 25 | 46.35 | Pack
PI322 | Conn.Cable Screw Clamp | Pk of 8 | 28.25 | Pack
PI330 | Ele. Staple | Plastic - Pk of 50 | 19.35 | Pack
PI331 | Cond. Fitt. | Plas.Bush-Pk of 35 | 27.35 | Pack
PI332 | ELE STAPLE | PLASTIC, 3/8 X 1/2 | 20.3 | Each
PI335 | Strap | Pipe Hanging Steel 10ft | 42.5 | Each
PI350 | MetalLTConnc | straight1/2in2/PK | 33.75 | Each
PI351 | LT Conn. | Metal 3/4in Straight | 4.15 | Pack
PI352 | LiquidTight Connector 90 |  | 22.45 | Each
PI353 | LT Conn. | 90deg 3/4in Tr Sz/KO | 31 | Pack
PI360 | Box galv. steel 4in x 2 | 1/8in | 13.75 | Each
PI361 | Box galv. steel 4in x 2 | 1/8in | 17.1 | Each
PI362 | BoxGalv. Steel,1900, 4X4 |  | 14.8 | Each
PI363 | Box Galv. Steel | 1900 4X4X2-1 | 15.2 | Each
PI365 | UtilityCoverToggle | Switch | 7.25 | Each
PI366 | CoverDuplexReceptacle | 211 | 9.35 | Each
PI371 | Cover | Blank Flat Galv. 1900 | 9.95 | Each
PI375 | Util. Cover | Stnd.Single Recep. | 7.7 | Each
PI382 | Weatherproof | Cover | 13.6 | Each
PI390 | Extension Ring | 4x2-1/8x1-7/8 | 21.05 | Each
PI391 | Extension Ring | 4x4x1-1/2in | 13.8 | Each
PI393 | Util. Plate | Red Emerg Oil Burn | 7.7 | Each
PI394 | Switch Cover | Red Emerg GasBurn | 13.8 | Each
PI908 | Strapsfit | 1in.EMTConduit10/PK | 12.5 | Pack
PI908CX | Strapsfits | 1inEMT 100/PK | 70.65 | Pack
PI909LX | Strapsfits | 1-1/4inEMTCond50/PK | 55.95 | Each
PI913 | REDUCING WASHER | 1-1/2TO 1/2 | 13.15 | Each
TFM50 | 5" Torsion Flex Motor | Bracket W/3 Legs | 33.5 | Each
TFM55 | 5.5" Torsion Flex Motor | Bracket W/3 Legs | 49.05 | Each
60265BLX | Cable Tie, | Blk. 15in. - Pk of 50 | 10.7 | Pack
6101 | Small Motor Shaft Key | Assortment | 49.75 | Each
6102 | Large Motor Shaft Key | Assortment | 83.3 | Each
6262BCX | Cable Tie,7-1/2in, | 50lb,Black100/PK | 10.55 | Each
6262BLX | Cable Tie, | Blk. 7in. - Pk of 50 | 27.8 | Pack
6262BMX | Cable Tie,Blk. |  | 140.15 | Pack
6262CX | Cable Tie, | 7-1/2in, Pk of 100 | 9.35 | Pack
6262LX | Cable Tie, | 7in. - Pk of 50 | 25 | Pack
6262MX | Cable Tie,Nylon | Nat.7-1/2in1000/PK | 123.05 | Each
6263BCX | Cable Tie, | 11in,Blk,Pk of 100 | 17.75 | Pack
6263BDX | Cable Tie,Blk. | 11in.-Pkof500500/PK. | 149.45 | Pack
6263BLX | Cable Tie, | Blk., 11in- Pk of 50 | 8.75 | Pack
6263CX | Cable Tie, | 11in, 50lb, Nat. 100/PK | 15.45 | Each
6263LX | Cable Tie, | 11in- Pk of 50 | 31.3 | Pack
6264BCX | Cable Tie,Nylon, | Blk.,7in.100/PK | 52.7 | Each
6267MX | 4" Cable Tie,Nylon | 1000/PK | 37.75 | Each
6269MX | CableTie, Mount 1000 pcs |  | 507.9 | Each
6503 | Fin. HexNut 3/8in | 16 zn Pltd.25/PK | 31.1 | Each
6505 | Fin. HexNut 1/2in-13 |  | 9.8 | Each
6642 | HH Cap Screw 3/8in | 16 x 1in12/PK | 17.85 | Each
6704 | FlatWasher3/8inUss | znPltd.37/PK | 34.3 | Each
6706 | FlatWasher 1/2in Uss zn |  | 13.75 | Each
6724 | Fender Washer | 3/8in ZINC PLTD12/PK | 44.15 | Each
6733 | WashersMed. | SplitLock3/8in38/PK | 24.3 | Each
6943CX | Screw | Self Tapping #8x1/2in | 52.75 | Each
6945CX | Screws | Hex Head Zinc 1/4in. | 48.2 | Each
6946CX | SELF TAPPING SCREW | #8, 1" | 61.95 | Each
6956CX | SCREW, SELF TAPPING | #10x1" | 73.95 | Each
7146 | Anchor | Drop-In Use with 7142 | 16.65 | Each
7233RLX | Metal Drive Anchors | 1/4x3/4in | 73.1 | Each
7236RLX | Metal Drive Anchor | 1/4x1-1/2in50/PK | 67.5 | Each
7311L | AnchorE-Z | Ancor#6x1-1/4in.50/PK | 27.85 | Each
7316X | AnchorE-Z | Ancor#8x1-1/4in10/PK | 36.4 | Each
ED406 | HolePlugnylon | for3/8inhol | 37 | Each
HC6202 | HoseClamp | 1/4in-5/8in S.steel | 23.85 | Each
HC6203 | Hose Clamp | 5/16-7/8 SSPk of 6 | 23.55 | Pack
5031 | Test Lead | 22in color coated8/PK | 42.5 | Each
5231 | BulbIncandescentRough | Svrc.4/CA | 3.85 | Each
5255 | Tape | Electrical (3/4inx60ft) | 35 | Each
JB8265 | Epoxy, J-B Weld 2 Part | 6/CA | 21.65 | Each
4204 | Conn. H/T FEM. SLIP-ON | 12-10W 17/PK | 15.75 | Each
4214 | Conn.H/T FEM. SLIP-ON | 16-14W 21/PK | 22.2 | Each
4219 | SLIP-ON M HT(900F) | NON INS. .250 | 20.1 | Each
4220 | Conn.HT MALE SLIP-ON | 16-14W 21/pk | 14.3 | Each
60210 | Tab Ad. Ins. .250 16 | 14 11/PK | 18.85 | Each
60210CX | Conn.Tab | Ad.P/B1M/F16-14W100/PK | 51.65 | Each
60219 | Conn., M. Slip-On 22-18W | Ins. Pack of 23 | 35.8 | Each
61214 | Conn.Spade | 22-18W#6Stud23/PK | 6 | Each
61233LX | SLIP-ON M & F 16-14 .250 | FUL | 41.05 | Each
6200BSX | Butt.Conn. Assrt, 22-10W |  | 63.2 | Each
6209LX | TAB AD. Q DIS. NON-INS | #6 SCW. 50PCS | 51.4 | Pack
6211 | Tab Ad. S. F Dbl M .250 | 27/PK | 18.9 | Each
6211CX | Tab Ad. S.F Db M NI | Pk of 100 | 47.6 | Pack
6212 | TabAd.Dbl. | M.S.F.NonINS | 21.05 | Each
6213 | Conn.F. Flag QD16 | 14W NonIns34/PK | 26.3 | Each
6213CX | Flag F QD 16 | 14 NonIns. .250 | 39.9 | Each
6216 | Ring 16-14 Ins. #10 Stud | 23/PK | 31.05 | Each
6216CX | Ring 16-14 Ins. #10 Stud | 100 pcs | 31.25 | Pack
6217 | Conn., Butt 16-14W Ins. | 27/PK | 18.95 | Each
6217CX | Conn., Butt | 100/PK | 44.9 | Each
6218 | Slip-on F 16-14 Ins. .25 | 22/PK | 29.95 | Each
6218CX | Conn. | Fem. Slip-On Pk of 100 | 53.8 | Pack
6218LX | Slip-on F 16-14 Ins. .25 | 50/PK | 31.6 | Each
6219 | Slip-on M 16-14 Ins. .25 | 22/PK | 35.1 | Each
6222 | Conn.Dead | EndFullyIns.22-1427/PK | 32.5 | Each
6222LX | Dead End Conn. 22 | 14 Fully Ins50/PK | 59.6 | Each
6223LX | Dead End Conn. 18 | 10 Fully Ins50/PK | 38.4 | Each
6224 | Flag F QD 12-10 Non- Ins | 20/PK | 50.15 | Each
6229 | INSULATED FEMALE SLIP-ON | TERMINAL 11/PK | 44.65 | Each
6229LX | INSULATED FEMALE SLIP-ON | TERMINAL 50/PK | 61.55 | Each
6231 | BUTT CON | INS, 12-10W PACK 16 | 19.9 | Each
6232 | Butt .,Conn. 22-18W |  | 27.95 | Each
6233LX | Slipon | F16140.25FullIn50/PK | 82.65 | Each
6234 | Conn.M.SlipFull | Ins.1614W14/PK | 30.45 | Each
6234LX | Slipon | M16140.25FullIn50/PK | 48.6 | Each
6235 | Slip-on F 22-18 Ins. .25 | 22/PK | 30.35 | Each
6235CX | Conn.F.Male Ins.Slip | Pk of 100 | 48.85 | Pack
6235LX | Slip-on F 22-18 Ins. .25 | 50/PK | 35.7 | Each
6237 | Spade 22-18 Ins. #8 Stud | 22/PK | 19.2 | Each
6239LX | Spr. Spade 16-14 Ins. | Pk of 50 | 33.3 | Pack
6251 | Slip-on F 12-10 Ins. .25 | 17/PK | 14.45 | Each
6251CX | Conn. | Fem. Slip-On Pk of 100 | 49.35 | Pack
6251LX | Slip-on F 12-10 Ins. .25 | 50/PK | 34.25 | Each
6255 | Spade 12-10 Ins #10 Stud | 17/PK | 29.55 | Each
6274LX | Conn., Spades Ins.16-14W | 50/PK | 26.9 | Each
6276 | Spr. Spade 16 | 14 Ins. #6 Stud21/PK | 18.5 | Each
6277 | Conn.F. | FlagSlip-On16-14W9/PK | 15.7 | Each
6277NX | Flag F QD 16 | 14 .250 Full25/PK | 37.35 | Each
6281 | Slip-on F 16-14 Ins..187 | 22/PK | 13.85 | Each
6282 | Slip-on F 22-18 Ins. 187 |  | 24.9 | Each
8233 | PartsBox plastic 15inx11 | 3/4inx2-1/2in | 89.3 | Each
DE23 | Magnetic Hex Chk 1/4x2 |  | 18.25 | Each
DE24 | Magnetic Drill Bit | Hex 5/16 | 11.15 | Each
108-130 | Mtr. Start Cap | 108-130uf 110v | 8.74 | Each
145-175 | Mtr. Start Cap | 145-175uf 110v | 8.34 | Each
216-259220 | Mtr. Start Cap | 216-259uf 220v | 26.04 | Each
216-259330 | Mtr. Start Cap | 216-259uf 330v | 35.67 | Each
233-292 | Mtr. Start Cap | 233-292uf 110v | 9.35 | Each
270-324 | Mtr. Start Cap | 270-324uf 110v | 9.46 | Each
37030H | Mtr. Run Cap, | Oval, 3uf 370v | 5.32 | Each
37050HB | Mtr. Run Cap, | Oval, 5uf 370v 100/CA | 4.03 | Each
37050R | Mtr. Run Cap, | Round, 5uf 370v | 4.42 | Each
37060H | Mtr. Run Cap, | Oval, 6uf 370v | 4.09 | Each
37075HB | Mtr. Run Cap, | Oval, 7.5uf 370v 100/CA | 5.04 | Each
37075R | Mtr. Run Cap, | Rnd, 7.5uf 370v | 8.18 | Each
37100HB | Mtr. Run Cap, | Oval, 10uf 370v | 5.71 | Each
37125H | NO LONGER AVAILABLE | Oval, 12.5uf 370v | 0 | Each
37125R | Mtr. Run Cap, | Rnd, 12.5uf 370v | 11.37 | Each
37150H | Mtr. Run Cap, | Oval, 15uf 370v | 6.66 | Each
37150R | Mtr. Run Cap, | Rnd, 15uf 370v | 7.39 | Each
37200H | Mtr. Run Cap, | Oval, 20uf 370v | 8.01 | Each
37250H | Mtr. Run Cap, | Oval, 25uf 370v | 10.92 | Each
37250R | Mtr. Run Cap, | Round, 25uf 370v | 9.3 | Each
37300H | Mtr. Run Cap, | Oval, 30uf 370v | 12.1 | Each
37300R | Mtr. Run Cap, | Round, 30uf 370v | 11.54 | Each
37350H | Mtr. Run Cap, | Oval, 35uf 370v | 13.27 | Each
37350R | Mtr. Run Cap, | Round, 35uf 370v | 12.21 | Each
37400H | Mtr. Run Cap, | Oval, 40uf 370v | 15.12 | Each
37400R | Mtr. Run Cap, | Round, 40uf 370v | 14.11 | Each
37450H | Mtr. Run Cap, | Oval, 45uf 370v | 20.89 | Each
37500H | Mtr. Run Cap, | Oval, 50uf 370v | 19.21 | Each
37600H | Mtr. Run Cap, | Oval, 60uf 370v | 50.23 | Each
37600R | Mtr. Run Cap, | Rnd, 60uf 370v | 28.06 | Each
37700H | Mtr. Run Cap, | Oval, 70uf 370v | 48.61 | Each
37800H | Mtr. Run Cap, | Oval, 80uf 370v | 47.54 | Each
3GJ0515 | Mtr. Run Cap, | Oval,15+5uf 370v | 18.82 | Each
3GJ0520 | Mtr. Run Cap, | Oval,20+5uf 370v | 17.64 | Each
3GJ0525 | Mtr. Run Cap, | Oval, 25+5uf 370v | 17.02 | Each
3GJ0530 | Mtr. Run Cap, | Oval, 30+5uf 370v | 18.76 | Each
3GJ0535 | Mtr. Run Cap, | Oval, 35+5uf 370v | 19.43 | Each
3GJ0540 | Mtr. Run Cap, | Oval, 40+5uf 370v | 18.54 | Each
3GJ0545 | Mtr. Run Cap, | Oval, 45+5uf 370v | 25.03 | Each
3GJ0555 | Mtr. Run Cap, | Oval,55+5uf 370v | 27.89 | Each
3GJ1025 | Mtr. Run Cap, | Ovl, 25+10uf 370v | 18.98 | Each
3GJ1060 | Mtr. Run Cap, | Oval,60+10uf 370v | 40.26 | Each
3GJ1520 | Mtr. Run Cap, | Ovl,20+15uf 370v | 22.4 | Each
3GJ7530 | Mtr. Run Cap, | Ovl,30+7.5uf 370v | 21.17 | Each
3GJ7535 | Mtr. Run Cap, | Ovl,35+7.5uf 370v | 23.3 | Each
3GJ7545 | Mtr. Run Cap, | Ovl,45+7.5uf 370v | 33.1 | Each
3GJ7555 | Mtr. Run Cap, | Ovl,55+7.5uf 370v | 36.79 | Each
3GR0325 | Mtr. Run Cap, | Rnd, 25+3uf 370v | 23.02 | Each
3GR0330 | Mtr. Run Cap, | Rnd, 30+3uf 370v | 28.28 | Each
3GR0335 | Mtr. Run Cap, | Rnd, 35+3uf 370v | 23.74 | Each
3GR0340 | Mtr. Run Cap, | Rnd, 40+3uf 370v | 28.9 | Each
3GR0425 | Mtr. Run Cap, | Rnd, 25+4uf 370v | 30.07 | Each
3GR0435 | Mtr. Run Cap, | Rnd, 35+4uf 370v | 21.73 | Each
3GR0520 | Mtr. Run Cap, | Rnd,20+5 uf 370v | 25.14 | Each
3GR0525 | Mtr. Run Cap, | Rnd,25.5+5uf 370v | 11.09 | Each
3GR0530 | Mtr. Run Cap, | Round,30+5uf 370v | 16.3 | Each
3GR0535 | Mtr. Run Cap, | Round,35+5uf 370v | 16.74 | Each
3GR0540 | Mtr. Run Cap, | Round,40+5uf 370v | 20.05 | Each
3GR0545 | Mtr. Run Cap, | Round,45+5uf 370v | 20.94 | Each
3GR0550 | Mtr. Run Cap, | Round,50+5uf 370v | 19.26 | Each
3GR7530 | Mtr. Run Cap, | Rnd,30+7.5uf 370v | 26.43 | Each
400-480 | Mtr. Start Cap | 400-480uf 110v | 9.74 | Each
43-53220 | Mtr. Start Cap | 43-53uf 220v | 9.58 | Each
45040H | Mtr. Run Cap, | Oval, 4uf 440v | 4.2 | Each
45050H | Mtr. Run Cap, | Oval, 5uf 440v | 7.45 | Each
45050R | Mtr. Run Cap, | Round, 5uf 440V | 20.66 | Each
45060H | Mtr. Run Cap, | Oval, 6uf 440v | 10.42 | Each
45075H | Mtr. Run Cap, | Oval, 7.5uf 440v | 6.61 | Each
45075R | Mtr. Run Cap, | Round, 7.5uf 440 | 19.99 | Each
45100H | Mtr. Run Cap, | Oval, 10uf 440v | 7 | Each
45100R | Mtr. Run Cap, | Round, 10uf 440V | 17.7 | Each
45125H | Mtr. Run Cap, | Oval, 12.5uf 440v | 9.02 | Each
45150H | Mtr. Run Cap, | Oval, 15uf 440v | 7.5 | Each
45150R | Mtr. Run Cap, | Round, 15uf 440v | 8.96 | Each
45175H | Mtr. Run Cap, | Oval, 17.5uf 440v | 14.06 | Each
45200H | Mtr. Run Cap, | Oval, 20uf 440v | 9.18 | Each
45250H | Mtr. Run Cap, | Oval, 25uf 440v | 11.2 | Each
45250R | Mtr. Run Cap, | Round, 25uf 440v | 16.74 | Each
45300H | Mtr. Run Cap, | Oval, 30uf 440v | 13.33 | Each
45350H | Mtr. Run Cap, | Oval, 35uf 440v | 14.9 | Each
4JJ0525 | Mtr. Run Cap, | Oval, 25+5uf 440v | 16.74 | Each
4JJ0530 | Mtr. Run Cap, | Oval, 30+5uf 440v | 15.06 | Each
4JJ0540 | Mtr. Run Cap, | Oval,40+5uf 440v | 21.28 | Each
4JJ0555 | Mtr. Run Cap, | Oval, 55+5uf 440v | 28.22 | Each
4JJ0560 | Mtr. Run Cap, | Oval,60+5uf 440v | 59.7 | Each
4JJ1055 | Mtr. Run Cap, | Oval,55+10uf 440v | 58.3 | Each
4JJ7535 | Mtr. Run Cap, | Ovl,35+7.5uf 440v | 25.14 | Each
4JR0440 | Mtr. Run Cap, | Rnd,40+4uf 440v | 33.26 | Each
4JR0525 | Mtr. Run Cap, | Round,25+5uf 440v | 11.48 | Each
4JR0530 | Mtr. Run Cap, | Round,30+5uf 440v | 13.33 | Each
4JR0535 | Mtr. Run Cap, | Round,35+5uf 440v | 14.45 | Each
4JR0540 | Mtr. Run Cap, | Round,40+5uf 440v | 15.34 | Each
4JR0545 | Mtr. Run Cap, | Round,45+5uf 440v | 16.58 | Each
4JR0550 | Mtr. Run Cap, | Round,50+5uf 440v | 17.08 | Each
4JR0555 | Mtr. Run Cap, | Round,55+5uf 440v | 18.82 | Each
4JR0560 | Mtr. Run Cap, | Round,60+5uf 440v 50/CA | 22.62 | Each
4JR7525 | Mtr. Run Cap, | Rnd,25+7uf 440v | 19.32 | Each
4JR7530 | Mtr. Run Cap, | Rnd,30+7.5uf 440v | 20.44 | Each
4JR7535 | Mtr. Run Cap, | Rnd,35+7.5uf 440v | 25.14 | Each
4JR7540 | Mtr. Run Cap, | Rnd,40+7.5uf 440v | 32.2 | Each
4JR7545 | Mtr. Run Cap, | Rnd,45+7.5uf 440v | 39.09 | Each
4JR7550 | Mtr. Run Cap, | Rnd,50+7.5uf 440v | 23.24 | Each
4JR7570 | Mtr. Run Cap, | Rnd,70+7.5uf 440v | 54.1 | Each
4JR7580 | Mtr. Run Cap, | Rnd,80+7.5uf 440V | 47.04 | Each
56-72220 | Mtr. Start Cap | 56-72uf 220v | 9.69 | Each
88-108220 | Mtr. Start Cap | 88-108uf 220v | 13.66 | Each
A60010 | Capacitor Rubber Boot & | Bracket Kit | 6.83 | Each
A61003 | 3-1/4"Dia CW Alumn Fan | Blade 5/16"Bore, 12Blade | 18.85 | Each
A61402 | 4"Dia CW Plastic Fan | Blade 3/16"Bore, 5Blades | 6.72 | Each
A61403 | 4"Dia CCW Plastic Fan | Blade 1/8"Bore, 5Blades | 6.16 | Each
A61404 | 4"Dia CCW Plastic Fan | Blade 3/16"Bore, 5Blades | 6.16 | Each
A61474 | 5-1/2"Dia Small CW Alumn | Fan Blade w/Hub 3/16"Bor | 10.08 | Each
A63006 | 6" Long Capacitor Jumper |  | 16.8 | Each
C375B | 3 Pole 75 Amp 120V | Contactor | 150.92 | Each
C375C | 3 Pole 75 Amp 208/240V | Contactor | 151.2 | Each
CT1 | Capacitor Tester |  | 94.19 | Each
PDC2 | 2MFD Dry Capacitor | 370V | 2.86 | Each
PDC3 | 3MFD Dry Capacitor | 370V | 3.02 | Each
PDC4 | 4MFD Dry Capacitor | 370V | 3.14 | Each
PDC5 | 5MFD Dry Capacitor | 370V | 3.25 | Each
PDC7.5 | 7.5MFD Dry Capacitor | 370V | 4.98 | Each
PDC8 | 8MFD Dry Capacitor | 370V | 5.26 | Each
PDC10 | 10MFD Dry Capacitor | 370V | 6.16 | Each
PDC12.5 | 12.5MFD Dry Capacitor | 370V | 7 | Each
PDC15 | 15MFD Dry Capacitor | 370V | 7.84 | Each
PDCF2 | 2MFD Dry Capacitor | 440V | 3.36 | Each
PDCF3 | 3MFD Dry Capacitor | 440V | 3.02 | Each
PDCF4 | 4MFD Dry Capacitor | 440V | 3.08 | Each
PDCF5 | 5MFD Dry Capacitor | 440V | 3.25 | Each
PDCF8 | Titan HD 8MFD Round Run | Capacitor 440/370V | 5.6 | Each
PDCF10 | 10MFD Dry Capacitor | 440V | 6.16 | Each
PDCF12.5 | 12.5MFD Dry Capacitor | 440V | 7.84 | Each
PDCF15 | 15MFD Dry Capacitor | 440V | 7.84 | Each
PLCO24480W | HID Lighting Capacitor |  | 42.56 | Each
PLCO26525W | 26UF HID Lighting | Capacitor 525V Wet Const | 52.3 | Each
PMJ21 | 21-25MFD Start | Capacitor 110-125V | 3.98 | Each
PMJ43 | 43-53MFD Start | Capacitor 110-125V | 3.98 | Each
PMJ56 | 56-75MFD Start | Capacitor 100-125V | 4.09 | Each
PMJ64 | 64-77MFD Start | Capacitor 110V | 4.93 | Each
PMJ72 | 72-88MFD Start | Capacitor 110-125V | 4.09 | Each
PMJ88 | 88-108MFD Start | Capacitor 110-125V | 3.98 | Each
PMJ108 | 108-130MFD Start | Capacitor 110-125V | 3.92 | Each
PMJ124 | 124-149MFD Start | Capacitor 110-125V | 3.92 | Each
PMJ130 | 130-156MFD Start | Capacitor 110-125V | 3.86 | Each
PMJ145 | 145-174MFD Start | Capacitor 110-125V | 4.14 | Each
PMJ161 | 161-193MFD Start | Capacitor 110-125V | 4.2 | Each
PMJ189 | 189-227MFD Start | Capacitor 110-125V | 4.31 | Each
PMJ200 | 200-240MFD Start | Capacitor 110-125V | 4.93 | Each
PMJ216 | 216-259MFD Start | Capacitor 110-125V | 4.65 | Each
PMJ233 | 233-280MFD Start | Capacitor 110-125V | 4.76 | Each
PMJ243 | 243-292MFD Start | Capacitor 110-125V | 4.82 | Each
PMJ270 | 270-324MFD Start | Capacitor 110-125V | 5.04 | Each
PMJ270A | 270-324MFD Start | Capacitor 110-125V | 5.04 | Each
PMJ295 | 295-354MFD Start | Capacitor 110-125V | 5.6 | Each
PMJ300 | 300-360MFD Start | Capacitor 110-125V | 6.38 | Each
PMJ324 | 324-388MFD Start | Capacitor 110-125V | 5.15 | Each
PMJ324A | 324-388MFD Start | Capacitor 110-125V | 5.21 | Each
PMJ340 | 340-408MFD Start | Capacitor 110-125V | 6.72 | Each
PMJ340A | 340-408MFD Start | Capacitor 110-125V | 6.72 | Each
PMJ378 | 378-455MFD Start | Capacitor 110-125V | 5.94 | Each
PMJ378A | 378-455MFD Start | Capacitor 110-125V | 6.72 | Each
PMJ400 | 400-480MFD Start | Capacitor 110-125V | 6.44 | Each
PMJ400A | 400-480MFD Start | Capacitor 110-125V | 6.44 | Each
PMJ430 | 430-516MFD Start | Capacitor 110-125V | 6.55 | Each
PMJ430A | 430-516MFD Start | Capacitor 110-125V | 8.96 | Each
PMJ460 | 460-552MFD Start | Capacitor 110-125V | 6.5 | Each
PMJ460A | 460-552MFD Start | Capacitor 110-125V | 6.72 | Each
PMJ540 | 540-648MFD Start | Capacitor 110-125V | 7.28 | Each
PMJ540A | 540-648MFD Start | Capacitor 110-125V | 8.46 | Each
PMJ590 | 590-708MFD Start | Capacitor 110-125V | 7.84 | Each
PMJ590A | 590-708MFD Start | Capacitor 110-125V | 8.74 | Each
PMJ645 | 645-774MFD Start | Capacitor 110-125V | 9.13 | Each
PMJ708 | 708-850MFD Start | Capacitor 110-125V | 8.68 | Each
PMJ708A | 708-850MFD Start | Capacitor 110-125V | 8.85 | Each
PMJ708B | 708-850MFD Start | Capacitor 110-125V | 8.85 | Each
PMJ800 | 800-960MFD Start | Capacitor 110-125V | 12.6 | Each
PMJ815 | 815-978MFD Start | Capacitor 110-125V | 12.94 | Each
PMJ829 | 829-995MFD Start | Capacitor 125V | 9.35 | Each
PMJ829A | 829-995MFD Start | Capacitor 110-125V | 10.08 | Each
PMJ850 | 850-1020MFD Start | Capacitor 110-125V | 10.7 | Each
PMJ860 | 860-1032MFD Start | Capacitor 110-125V | 11.14 | Each
PMJ1000 | 1000-1200MFD Start | Capacitor 110-125V | 15.18 | Each
PMJ1290 | 1290-1548MFD Start | Capacitor 110-125V | 14.73 | Each
PMSCF2.5 | 2.5MFD Mini-Split Dry | Cell Run Cap 450V 85C | 1.57 | Each
PMSCF3 | 3MFD Mini-Split Dry Cell | Run Capacitor 450V 85C | 2.24 | Each
PMSCF4 | 4MFD Mini-Split Dry Cell | Run Capacitor 450V 85C | 2.46 | Each
POC10B | 10MFD, 370V, Oval | Run Capacitor, Bulk | 2.91 | Each
POCD55A | 5+5MFD Oval Run | Capacitor 370V | 17.92 | Each
POCD205A | 20+5MFD Oval Run | Capacitor 370V | 19.04 | Each
POCD254A | 25+4MFD Oval Run | Capacitor 370V | 23.52 | Each
POCD1510A | 15+10MFD Oval Run | Capacitor 370V | 20.16 | Each
POCD4010A | 40+10MFD Oval Run | Capacitor 370V | 31.36 | Each
POCD4510A | 40+10MFD Oval Run | Capacitor 370V | 30.24 | Each
POCF7.5A | 7.5MFD Oval Run | Capacitor 440/370V | 10.08 | Each
POCF10A | 10MFD Oval Run | Capacitor 440/370V | 11.2 | Each
POCF15A | 15MFD Oval Run | Capacitor 440/370V | 13.44 | Each
POCF20A | 20MFD, 440/370V, Oval | Run Capacitor | 13.72 | Each
POCF25B | 25MFD Oval Run | Capacitor 440/370V | 17.92 | Each
POCF30A | 30MFD, 440/370V, Oval | Run Capacitor | 16.97 | Each
POCF50 | 50MFD 440V OVAL |  | 13.05 | Each
POCF55 | 55MFD Oval Run Capacitor | 440V | 16.8 | Each
POCF70A | 70MFD Oval Run Capacitor | 440/370V | 40.88 | Each
PRC35A | Titan HD 35MFD Round Run | Capacitor 370V | 19.04 | Each
PRC45A | Titan HD 45MFD Round | Run Capacitor 370V | 23.24 | Each
PRC50A | Titan HD 50MFD Round Run | Capacitor 370V | 23.52 | Each
PRC60A | Titan HD 60MFD Round Run | Capacitor 370V | 25.76 | Each
PRC100A | Titan HD 100MFD Round | Run Capacitor 370V | 61.6 | Each
PRCD8010A | Titan HD 80+10MFD Round | Run Capacitor 440/370V | 40.32 | Each
PRCF10A | Titan HD 10MFD Round Run | Capacitor 440/370V | 10.53 | Each
PRCF30A | Titan HD 30MFD Round Run | Capacitor 440/370V | 19.15 | Each
PRCF40A | 40MFD Round Capacitor | 370/440V | 28.67 | Each
PRCF45A | Titan HD 45MFD Round Run | Capacitor 440/370V | 25.65 | Each
PRCF55A | Titan HD 55MFD Round Run | Capacitor 440/370V | 29.62 | Each
PRCF60A | Titan HD 60MFD Round Run | Capacitor 440/370V | 35.06 | Each
PRCF70A | Titan HD 70MFD Round Run | Capacitor 440/370V | 45.92 | Each
PRCF80A | 80MFD Titan HD Round Run | Capacitor 440/370V | 33.54 | Each
PRCF90A | 90MFD Round Capacitor | 440V | 38.08 | Each
PRCFD305A | Titan HD 30+5MFD Round | Run Capacitor 440/370V | 20.38 | Each
PRCFD355A | Titan HD 35+5MFD Round | Run Capacitor 440/370V | 21.34 | Each
PRCFD405A | Titan HD 40+5MFD Round | Run Capacitor 440/370V | 22.62 | Each
PRCFD455A | Titan HD 45+5MFD Round | Run Capacitor 440/370V | 25.59 | Each
PRCFD505A | 50+5MFD Round Run | Capacitor 440/370V | 29.12 | Each
PRCFD2510A | 25+10MFD Oval Run | Capacitor 370V | 21.28 | Each
PRCFD3510A | 30+5MFD Round Run | Capacitor 440/370V | 33.6 | Each
PRCFD4010A | 40+10MFD Round Run | Capacitor 440/370V | 33.6 | Each
PRCFD7010A | Titan HD 70+10MFD Round | Run Capacitor 440/370V | 50.62 | Each
PRMJ25 | 25-30MFD Start | Capacitor 330V | 4.14 | Each
PRMJ30 | 30-36MFD Start | Capacitor 330V | 4.37 | Each
PRMJ36 | 36-43MFD Start | Capacitor 330V | 4.48 | Each
PRMJ43 | 43-53 MFD Start | Capacitor 330V | 4.7 | Each
PRMJ47 | 47-56MFD Start | Capacitor 330V | 4.98 | Each
PRMJ56 | 53-64MFD Start | Capacitor 330V | 5.04 | Each
PRMJ64 | 64-77MFD Start | Capacitor 330V | 6.38 | Each
PRMJ72 | 72-88MFD Start | Capacitor 330V | 6.94 | Each
PRMJ72A | 72-88MFD Start | Capacitor 330V | 6.94 | Each
PRMJ88 | 88-108MFD Start | Capacitor 330V | 7.17 | Each
PRMJ108A | 108-130MFD Start | Capacitor 330V | 7.28 | Each
PRMJ108R | 108-130MFD Start | Capacitor 330V | 13.33 | Each
PRMJ124 | 124-149 MFD Start | Capacitor 330V | 7.67 | Each
PRMJ130 | 130-158MFD Start | Capacitor 330V | 8.29 | Each
PRMJ135 | 135-162 MFD Start | Capacitor 330V | 9.24 | Each
PRMJ145 | 145-174MFD Start | Capacitor 330V | 9.63 | Each
PRMJ161 | 161-193MFD Start | Capacitor 330V | 10.08 | Each
PRMJ189 | 189-227MFD Start | Capacitor 330V | 11.03 | Each
PRMJ189A | 189-227MFD Start | Capacitor 330V | 11.2 | Each
PRMJ216 | 216-259MFD Start | Capacitor 330V | 11.48 | Each
PRMJ216A | 216-259MFD Start | Capacitor 330V | 11.48 | Each
PRMJ243 | 243-292MFD Start | Capacitor 330V | 12.32 | Each
PRMJ270 | 270-324MFD Start | Capacitor 330V | 13.27 | Each
PRMJ270R | 270-324MFD Start | Capacitor 330V | 13.27 | Each
PRMJ300 | 300-360MFD Start | Capacitor 330V | 19.38 | Each
PSMJ72 | 72-88MFD Start | Capacitor 165V | 8.96 | Each
PSMJ108 | 108-130MFD Start | Capacitor 165V | 6.27 | Each
PSMJ124 | 124-149MFD Start | Capacitor 165V | 5.82 | Each
PSMJ145 | 145-174MFD Star | Capacitor 165V | 5.94 | Each
PSMJ161 | 161-193MFD Start | Capacitor 165V | 7.45 | Each
PSMJ189 | 189-227MFD Start | Capacitor 165V | 7.45 | Each
PSMJ216 | 216-259MFD Start | Capacitor 165V | 9.91 | Each
PSMJ243 | 243-292MFD Start | Capacitor 165V | 12.32 | Each
PSMJ270 | 270-324MFD Start | Capacitor 165V | 8.51 | Each
PSMJ340 | 340-408MFD Start | Capacitor 165V | 11.2 | Each
PSMJ378A | 378-455MFD Start | Capacitor 165V | 9.69 | Each
PSMJ400 | 400-480MFD Start | Capacitor 165V | 10.19 | Each
PSMJ540 | 540MFD Start | Capacitor 165V | 14.62 | Each
PSMJ710 | 710-850MFD Start | Capacitor 165V | 18.42 | Each
PSMJ810A | 810-972MFD Start | Capacitor 165V | 13.94 | Each
PTMJ21 | 21-25MFD Start 220-250V |  | 4.09 | Each
PTMJ25 | 25-30MFD Start 220-250V |  | 3.92 | Each
PTMJ30 | 30-36MFD Start 220-250V |  | 4.09 | Each
PTMJ43 | 43-53MFD Start 220-250V |  | 5.04 | Each
PTMJ43A | 43-53MFD Start 220-250V |  | 4.98 | Each
PTMJ47 | 47-56MFD Start 220-250V |  | 4.37 | Each
PTMJ53 | 53-64MFD Start 220-250V |  | 4.65 | Each
PTMJ56 | 53-64MFD Start 220-250V |  | 4.59 | Each
PTMJ56A | 56-72MFD Start | Capacitor 220V | 6.72 | Each
PTMJ59 | 59-71MFD Start | Capacitor 220-250V | 8.96 | Each
PTMJ64 | 64-77MFD Start 220-250V |  | 4.98 | Each
PTMJ64A | SUB TTMJ64A | 64-77MFD Start 220-250V | 0 | Each
PTMJ72 | 72-88MFD Start 220V 1-13 |  | 5.49 | Each
PTMJ86 | 86-108MFD Start 220V |  | 6.1 | Each
PTMJ88 | 88-108MFD Start | Capacitor 220-250V | 5.99 | Each
PTMJ105 | 105-126MFD 220V |  | 6.61 | Each
PTMJ108 | 108-130MFD Cap 220-250V |  | 6.5 | Each
PTMJ124 | 124-149MFD Start 220-250 |  | 7.73 | Each
PTMJ124A | 124-149MFD Start 220-250 |  | 7.73 | Each
PTMJ130 | 130-158MFD Start 220-250 |  | 7.78 | Each
PTMJ145A | 145-174MFD Start 220-250 |  | 8.96 | Each
PTMJ145R | 145-174MFD Start 220-250 |  | 8.62 | Each
PTMJ161 | 161-193MFD Start 220-250 |  | 8.57 | Each
PTMJ161A | 161-193MFD Start 220-250 |  | 8.57 | Each
PTMJ189 | 189-227MFD Start 220-250 |  | 9.91 | Each
PTMJ189A | 189-277MFD Start 250V |  | 9.91 | Each
PTMJ216 | 216-259MFD Start 220-250 |  | 10.86 | Each
PTMJ216A | 216-259MFD Start 220-250 |  | 10.86 | Each
PTMJ233 | 233-280MFD Start 220-250 |  | 11.2 | Each
PTMJ233A | 233-280MFD Start 220-250 |  | 11.2 | Each
PTMJ243 | 243-292MFD Start 220-250 |  | 11.76 | Each
PTMJ270 | 270-324MFD Start 220-250 |  | 12.71 | Each
PTMJ270A | 270-324MFD Start 250V |  | 12.66 | Each
PTMJ320 | 320-384MFD Start 220-250 |  | 20.44 | Each
PTMJ378 | 378-455MFD Start 220-250 |  | 24.25 | Each
PTMJ400 | 400-480MFD Start 220-250 |  | 25.2 | Each
PTMJ400A | 400-480MFD Start | Capacitor 220-250V | 25.2 | Each
PTMJ430 | 430-516MFD Start 220-250 |  | 26.49 | Each
PTMJ460 | 460-552MFD Start 220-250 |  | 27.27 | Each
PTMJ630 | 630-750MFD Start 220-250 |  | 25.54 | Each
TOC3 | 3 MFD Oval Capacitor | 370V | 2.8 | Each
TOC4 | 4 MFD Oval Capacitor | 370V | 2.24 | Each
TOC5 | Titan Pro 5 MFD Oval | Capacitor 370V | 2.18 | Each
TOC5B | Titan Pro 5 MFD Oval | Capacitor 370V Bulk Pack | 2.35 | Each
TOC6 | 6 MFD Oval Capacitor | 370V | 2.8 | Each
TOC7.5 | 7.5MFD Oval Capacitor | 370V | 2.8 | Each
TOC10 | 10 MFD Oval Run Capacitor | 370V | 2.86 | Each
TOC10B | 10 MFD Oval Run Capacito | 370V, Bulk Pack | 2.8 | Each
TOC12.5 | 12.5 MFD Oval Capacitor | 370V | 4.31 | Each
TOC15 | Titan Pro 15MFD Oval | Capacitor 370V | 4.48 | Each
TOC17.5 | 17.5MFD Oval Capacitor | 370V | 5.6 | Each
TOC20 | 20 MFD Oval Capacitor | 370V | 5.21 | Each
TOC25 | 25 MFD Oval Capacitor | 370V | 5.26 | Each
TOC30 | Titan Pro 30MFD Oval | Capacitor 370V | 7.84 | Each
TOC35 | Titan Pro 35MFD Oval | Capacitor 370V | 7.11 | Each
TOC40 | Titan Pro 40MFD Oval | Capacitor 370V | 9.8 | Each
TOC45 | 45 MFD Oval Run Capacito | 370V | 10.7 | Each
TOC50 | 50 MFD Oval Capacitor | 370V | 11.37 | Each
TOC55 | 55 MFD Oval Run Capacito | 370V | 12.32 | Each
TOC60 | 60 MFD Oval Capacitor | 370V | 13.33 | Each
TOC70 | 70MFD Oval Run Capacitor | 370V | 16.91 | Each
TOCD153 | 15+3MFD Oval Capacitor | 370V | 6.72 | Each
TOCD155 | 15+5MFD Oval Capacitor | 370V | 7.84 | Each
TOCD255 | 25+5 MFD Oval Capacitor | 370V | 9.13 | Each
TOCF2 | 2 MFD Oval Capacitor | 440/370V | 2.86 | Each
TOCF3 | 3 MFD Oval Capacitor | 440/370V | 2.69 | Each
TOCF4 | 4 MFD Oval Capacitor | 440/370V | 2.74 | Each
TOCF5 | 5 MFD Oval Capacitor | 440/370V | 2.63 | Each
TOCF6 | 6 MFD Oval Capacitor | 440/370V | 3.36 | Each
TOCF7.5 | 7.5 MFD Oval Capacitor | 440/370V | 3.53 | Each
TOCF10 | 10 MFD Oval Capacitor | 440/370V | 4.31 | Each
TOCF12.5 | 12.5 MFD Oval Capacitor | 440/370V | 4.82 | Each
TOCF15 | 15 MFD Oval Capacitor | 440/370V | 5.1 | Each
TOCF20 | 20 MFD Oval Capacitor | 440/370V | 5.77 | Each
TOCF25 | 25 MFD Oval Capacitor | 440/370V | 7.17 | Each
TOCF30 | 30 MFD Capacitor | 370/440V | 7.62 | Each
TOCF35 | 35 MFD Oval Capacitor | 440/370V | 8.23 | Each
TOCF40 | 40 MFD Oval Capacitor | 440/370V | 8.96 | Each
TOCF45 | 45 MFD Oval Capacitor | 440/370V | 9.07 | Each
TOCF50 | 50 MFD Oval Run | Capacitor 440/370V | 12.82 | Each
TOCF55 | 55 MFD Oval Capacitor | 440/370V | 13.66 | Each
TOCF60 | 60 MFD Oval Capacitor | 440/370V | 13.89 | Each
TOCF65 | 65 MFD Oval Capacitor | 440/370V | 15.4 | Each
TOCFD305 | 30+5 MFD Oval Capacitor | 440/370V | 11.2 | Each
TOCFD355 | 35+5 MFD Oval Capacitor | 440/370V | 12.6 | Each
TOCFD405 | 40+5 MFD Oval Capacitor | 440/370V | 13.1 | Each
TOCFD455 | 45+5 MFD Oval Capacitor | 440/370V | 15.01 | Each
TOCFD2015 | 20+15 MFD Oval Capacitor | 440/370V | 16.8 | Each
TRC5 | 5 MFD Round Capacitor | 370V | 2.41 | Each
TRC7.5 | 7.5 MFD Round Capacitor | 370V | 3.19 | Each
TRC10 | 10 MFD Round Capacitor | 370V | 3.75 | Each
TRC12.5 | 12.5 MFD Round Capacitor | 370V | 4.37 | Each
TRC15 | 15 MFD Round Capacitor | 370V | 4.59 | Each
TRC17.5 | 17.5 MFD Round Capacitor | 370V | 6.16 | Each
TRC20 | 20 MFD Round Capacitor | 370V | 4.65 | Each
TRC25 | 25 MFD Round Capacitor | 370V | 5.26 | Each
TRC30 | 30 MFD Round Capacitor | 370V | 6.83 | Each
TRC35 | 35 MFD Round Capacitor | 370V | 7.73 | Each
TRC40 | 40 MFD Round Capacitor | 370V | 8.4 | Each
TRC45 | 45 MFD Round Capacitor | 370V | 9.35 | Each
TRC50 | 50 MFD Round Capacitor | 370V | 10.3 | Each
TRC55 | 55 MFD Round Capacitor | 370V | 11.2 | Each
TRC60 | 60 MFD Round Capacitor | 370V | 11.93 | Each
TRC65 | 65 MFD Round Capacitor | 370V | 13.05 | Each
TRC70 | 70 MFD Round Capacitor | 370V | 14 | Each
TRC80 | 80MFD Round Capacitor | 370V | 15.9 | Each
TRC100 | 100 MFD Round Capacitor | 370V | 23.07 | Each
TRCD205 | 20+5 MFD Round Capacitor | 370V | 10.08 | Each
TRCD255 | 25+5 MFD Round Capacitor | 370V | 7.34 | Each
TRCD303 | 30+3 MFD Round Capacitor | 370V | 10.3 | Each
TRCD304 | 30+4MFD Round Dual | Capacitor 370V | 11.2 | Each
TRCD305 | 30+5 MFD Round Run | Capacitor 370V | 11.76 | Each
TRCD353 | 35+3 MFD Round Dual | Capacitor 370V | 10.7 | Each
TRCD555 | 55+5 MFD Round Capacitor | 370V | 14.56 | Each
TRCD805 | 80+5 MFD Round Capacitor | 370V | 21.28 | Each
TRCF5 | 5 MFD Round Capacitor | 440/370V | 2.69 | Each
TRCF7.5 | 7.5 MFD Round Capacitor | 440/370V | 3.53 | Each
TRCF10 | 10 MFD Round Capacitor | 440/370V | 3.75 | Each
TRCF12.5 | 12.5 MFD Round Capacitor | 440/370V | 4.26 | Each
TRCF15 | 15 MFD Round Capacitor | 440/370V | 4.87 | Each
TRCF17.5 | 17.5 MFD Round Capacitor | 440/370V | 5.49 | Each
TRCF20 | 20 MFD Round Capacitor | 440/370V | 5.6 | Each
TRCF25 | 25 MFD Round Capacitor | 440/370V | 6.83 | Each
TRCF30 | 30 MFD Round Capacitor | 440/370V | 7.84 | Each
TRCF35 | 35 MFD Round Capacitor | 440/370V | 8.85 | Each
TRCF40 | 40 MFD Round Capacitor | 440/370V | 10.19 | Each
TRCF45 | 45 MFD Round Capacitor | 440/370V | 11.37 | Each
TRCF50 | 50 MFD Round Capacitor | 440/370V | 12.15 | Each
TRCF55 | 55 MFD Round Capacitor | 440/370V | 12.21 | Each
TRCF60 | 60 MFD Round Capacitor | 440/370V | 13.61 | Each
TRCF70 | 70 MFD Round Capacitor | 440/370V | 14.17 | Each
TRCF80 | 80 MFD Round Capacitor | 440/370V | 17.81 | Each
TRCF100 | 100 MFD Round Capacitor | 440/370V | 35.5 | Each
TRCFD205 | 20+5MFD Round Titan | Pro Run Cap 440/370V | 14.34 | Each
TRCFD255 | 25+5 MFD Round Capacitor | 440/370V | 7.73 | Each
TRCFD303 | 30+3MFD Round Capacitor | 440/370V | 20.05 | Each
TRCFD305 | 30+5MFD Round Capacitor | 440/370V | 9.35 | Each
TRCFD353 | 35+3MFD Round Titan | Pro Run Cap 440/370V | 17.02 | Each
TRCFD355 | 35+5 MFD Round Capacitor | 440/370V | 10.36 | Each
TRCFD403 | 40+3 MFD Round Capacitor | 440/370V | 13.1 | Each
TRCFD405 | 40+5 MFD Round Capacitor | 440/370V | 10.75 | Each
TRCFD455 | 45+5 MFD Round Capacitor | 440/370V | 11.7 | Each
TRCFD505 | 50+5 MFD Round Capacitor | 440/370V | 12.77 | Each
TRCFD555 | 55+5 MFD Round Capacitor | 440/370V | 13.22 | Each
TRCFD605 | 60+5 MFD Round | Capacitor 440/370V | 17.25 | Each
TRCFD705 | 70+5 MFD Round Capacitor | 440/370V | 22.96 | Each
TRCFD805 | 80+5MFD Round Titan | Pro Run Cap 440/370V | 37.52 | Each
TRCFD2575 | 25+7.5MFD Round Dual | Capacitor 440/370V | 8.34 | Each
TRCFD3075 | 30+7.5MFD Round Titan | Pro Run Cap 440/370V | 11.76 | Each
TRCFD3575 | 35+7.5MFD Round Titan | Pro Run Cap 440/370V | 11.65 | Each
TRCFD4075 | 40+7.5 MFD Round | Capacitor 440/370V | 11.09 | Each
TRCFD4575 | 45+7.5 MFD Round | Capacitor 440/370V | 12.88 | Each
TRCFD5075 | 50+7.5MFD Round Titan | Pro Run Cap 440/370V | 13.05 | Each
TRCFD5575 | 55+7.5MFD Round Titan | Pro Run Cap 440/370V | 15.12 | Each
TRCFD6010 | 60+10MFD Round Titan | Pro Run Cap 440/370V | 20.72 | Each
TRCFD6075 | 60+7.5 MFD Round | Capacitor 440/370V | 19.94 | Each
TRCFD7075 | 70+7.5 MFD Round Run | Capacitor 440/370V | 26.88 | Each
TRCFD8010 | 80+10MFD Round Run | Capacitor 440/370V | 43.68 | Each
TRCFD8075 | 80+7.5 MFD Round | Capacitor 440/370V | 37.52 | Each
TTMJ21 | 21-25MFD Start | Capacitor 220-250V | 4.09 | Each
TTMJ25 | 25-30MFD Start | Capacitor 220-250V | 3.92 | Each
TTMJ30 | 30-36MFD Start | Capacitor 220-250V | 4.09 | Each
TTMJ36 | 36-43MFD Start | Capacitor 220-250V | 4.09 | Each
TTMJ43 | 43-53MFD Start | Capacitor 220-250V | 5.04 | Each
TTMJ43A | 43-53MFD Start | Capacitor 220-250V | 4.98 | Each
TTMJ47 | 47-56MFD Start | Capacitor 220-250V | 4.37 | Each
TTMJ53 | 53-64MFD Start | Capacitor 220-250V | 4.65 | Each
TTMJ56 | 53-64MFD Start | Capacitor 220-250V | 4.59 | Each
TTMJ56A | 56-72MFD Start | Capacitor 220V | 6.72 | Each
TTMJ59 | 59-71MFD Start | Capacitor 220-250V | 8.96 | Each
TTMJ64 | 64-77MFD Start | Capacitor 220-250V | 4.98 | Each
TTMJ64A | 64-77MFD Start | Capacitor 220-250V | 3.81 | Each
TTMJ72 | 72-88MFD Start | Capacitor 220-250V | 5.49 | Each
TTMJ86 | 86-108MFD Start | Capacitor 220V | 6.1 | Each
TTMJ88 | 88-108MFD Start | Capacitor 220-250V | 5.99 | Each
TTMJ105 | 105-126MFD Start | Capacitor 220-250V | 6.61 | Each
TTMJ108 | 108-130MFD Start | Capacitor 220-250V | 6.5 | Each
TTMJ124 | 124-149MFD Start | Capacitor 220-250V | 7.73 | Each
TTMJ124A | 124-149MFD Start | Capacitor 220-250V | 7.73 | Each
TTMJ130 | 130-158MFD Start | Capacitor 220-250V | 7.78 | Each
TTMJ145 | 145-174MFD Start | Capacitor 220-250V | 7.84 | Each
TTMJ145A | 145-174MFD Start | Capacitor 220-250V | 8.96 | Each
TTMJ145R | 145-174MFD Round Start | Capacitor 220-250V | 8.62 | Each
TTMJ161 | 161-193MFD Start | Capacitor 220-250V | 8.57 | Each
TTMJ161A | 161-193MFD Start | Capacitor 220-250V | 8.57 | Each
TTMJ189 | 189-227MFD Start | Capacitor 220-250V | 9.91 | Each
TTMJ189A | 189-277MFD Start | Capacitor 220-250V | 9.91 | Each
TTMJ216 | 216-259MFD Start | Capacitor 220-250V | 10.86 | Each
TTMJ216A | 216-259MFD Start | Capacitor 220-250V | 10.86 | Each
TTMJ233 | 233-280MFD Start | Capacitor 220-250V | 11.2 | Each
TTMJ233A | 233-280MFD Start | Capacitor 220-250V | 11.2 | Each
TTMJ243 | 243-292MFD Start | Capacitor 220-250V | 11.76 | Each
TTMJ270 | 270-324MFD Start | Capacitor 220-250V | 12.71 | Each
TTMJ270A | 270-324MFD Start | Capacitor 220-250V | 12.66 | Each
TTMJ320 | 320-384MFD Start | Capacitor 220-250V | 20.44 | Each
TTMJ340 | 340-408MFD Start | Capacitor 220-250V | 21.84 | Each
TTMJ378 | 378-455MFD Start | Capacitor 220-250V | 24.25 | Each
TTMJ400 | 400-480MFD Start | Capacitor 220-250V | 25.2 | Each
TTMJ430 | 430-516MFD Start | Capacitor 220-250V | 26.49 | Each
TTMJ460 | 460-552MFD Start | Capacitor 220-250V | 27.27 | Each
TTMJ630 | 630-750MFD Start | Capacitor 220-250V | 25.54 | Each
C130A | 1 Pole 30 Amp 24V | Contactor | 11.6 | Each
C130B | 1 Pole 30 Amp 120V | Contactor | 12.1 | Each
C130C | 1 Pole 30 Amp 208/240V | Contactor | 12.45 | Each
C140A | 1 Pole 40 Amp 24V | Contactor | 14.06 | Each
C230A | 2 Pole 30 Amp 24V | Contactor | 15.65 | Each
C230B | 2 Pole 30 Amp 120V | Contactor | 14.6 | Each
C230C | 2 Pole 30 Amp 208/240V | Contactor | 14.6 | Each
C240A | 2 Pole 40 Amp 24V | Contactor | 15.68 | Each
C240B | 2 Pole 40 Amp 120V | Contactor | 15.68 | Each
C240C | 2 Pole 40 Amp 208/240V | Contactor | 15.68 | Each
C330A | 3 Pole 30 Amp 24V | Contactor | 25.09 | Each
C330B | 3 Pole 30 Amp 120V | Contactor | 25.09 | Each
C330C | 3 Pole 30 Amp 208/240V | Contactor | 25.09 | Each
C340A | 3 Pole 40 Amp 24V | Contactor | 28.78 | Each
C340B | 3 Pole 40 Amp 120V | Contactor | 28.78 | Each
C340C | 3 Pole 40 Amp 208/240V | Contactor | 28.78 | Each
C350A | 3 Pole 50 Amp 24V | Contactor | 67.2 | Each
C350B | 3 Pole 50 Amp 120V | Contactor | 67.2 | Each
C350C | 3 Pole 50 Amp 208/240V | Contactor | 67.2 | Each
C360A | 3 Pole 60 Amp 24V | Contactor | 68.15 | Each
C360B | 3 Pole 60 Amp 120V | Contactor | 68.15 | Each
C360C | 3 Pole 60 Amp 208/240V | Contactor | 68.15 | Each
C390B | 3 Pole 90 Amp 120V | Contactor | 198.24 | Each
C440A | 4 Pole 40 Amp 24V | Contactor | 72.8 | Each
C440B | 4 Pole 40 Amp 120V | Contactor | 72.8 | Each
C440C | 4 Pole 40 Amp 208/240V | Contactor | 72.8 | Each
DPE25324 | DP Contactor, 25A/3P/24V |  | 69.5 | Each
DPE30124 | DP Contactor, 30A/1P/24v |  | 35.95 | Each
DPE30424 | DP Contactor, 30A/4P/24v |  | 119.84 | Each
DPE40124 | DP Contactor 40A/1P/24V |  | 60.2 | Each
DPE40224 | DP Contactor, 40A/2P/24v |  | 67.54 | Each
EC25224 | DP Contactor 25A/2P/24V |  | 28.28 | Each
EC30224 | DP Contactor, 30A/2P/24V |  | 24.98 | Each
EC30324 | DP Contactor 30A/3P/24V |  | 46.65 | Each
EC40224 | DP Contactor 40A/2P/24V |  | 42.78 | Each
EC40324 | DP Contactor 40A/3P/24V |  | 63.5 | Each
EC60324 | DP Contactor 60A/3P/24V |  | 108.7 | Each
EC302240 | DP Contactor 30A/2P/240V |  | 24.75 | Each
EC303120 | DP Contactor 30A/3P/120V |  | 48.33 | Each
EC303240 | DP Contactor 30A/3P/240V |  | 47.77 | Each
EC402120 | DP Contactor 40A/2P/120V |  | 40.6 | Each
EC402240 | DP Contactor 40A/2P/240V |  | 41.44 | Each
EC403120 | DP Contactor 40A/3P/120V |  | 63.5 | Each
EC403240 | DP Contactor 40A/3P/240V |  | 59.92 | Each
P6S | 1 SPDT/Side 30-40Amp | Auxillary Switch | 28.65 | Each
P7S | Auxiliary Switch for | Contactor 30-40A, DPDT | 19.04 | Each
TMX230C2 | TitanMax 2 Pole 30A | 208-240V Contactor | 16.46 | Each
TMX240C2 | TitanMax 2 Pole 40A | 208-240V Contactor | 30.8 | Each
TMX340B2 | TitanMax 3 Pole 40A | Contactor | 43.12 | Each
750-60F-3PH | Disconnect, | 3 Phase,F, 60 Amp | 382.65 | Each
750-60NF-3PH | Disconnect, | 3 Phase,N/F, 60 Amp | 441 | Each
755-303SW | 3-Pole Switch 30A 600V |  | 109.6 | Each
DDS-30 | Disconnect,Switch,30a, | 10/CA fuseable | 80.1 | Each
DDS-60 | Disconnect,Switch,60a, | 10/CA fuseable | 85.65 | Each
DDS-60SW | Disconnect, MCS, 60A | 240VAC 10/CA | 70 | Each
DDS-60U | Disconnect, | Switch,60a,nonfuse 10/CA | 33.65 | Each
DG322URB | Disconnect,3 Phase,N/F, | 60 Amp | 530.7 | Each
DPB222R | DISCONNECT A/C SWH | 60A NON FUSE | 97.7 | Each
EDS-60U | Disconnect,L/PSwch,60a | 10/CA non -fuseable | 30.4 | Each
PD60NF | NonFused 60A Metal | Disconnect | 30.65 | Each
6-REF401 | Tool, Refractometer |  | 521.65 | Each
620-200 | Utility Box | 1-1/2 Deep1/2 KO50/CA | 9 | Each
620-201 | Outlet Box | 1-7/8 Deep1/2 KOs50/CA | 9.7 | Each
620-202 | Utility Box | 2-1/8 Deep1/2 KO50/CA | 11.7 | Each
620-202G | Utility Box, 4 x 2-1/8 | 50/CA | 9.2 | Each
620-252 | Utility Cover | Flat2 Dp. Recep100/CA | 3.3 | Each
620-253 | Utility Cover | Toggle SwtFlat100/MC | 2.85 | Each
620-254 | Utility Cover | Flat Blank100/CA | 3.4 | Each
620-255 | Utility Cover | Flat 1/2in KO100/CA | 3.5 | Each
620-274W | OUTLET, W/SWITCH, WHITE | 120V, 10/CA | 46.65 | Each
620-401 | Utility Box | 2-1/8Dp.1/2-3/4KO25/CA | 10.25 | Each
620-403 | Utility Box | 1-1/2 Deep1/2 KO50/CA | 10.45 | Each
620-405 | Utility Cover | Flat KO 4in50/CA | 1.95 | Each
620-406 | Utility Cover | Flat Blank4in50/CA | 4 | Each
620-411 | Utility Cover | 1 Sw/Duplx Recep | 16.25 | Each
620-601 | Toggle Switch | SPIvy120V/20A10/CA | 19.95 | Each
620-604 | Toggle Switch | SPBrn120V/15A10/CA | 5 | Each
620-605 | Toggle Switch | SPIvy120V/15A10/CA | 4.95 | Each
620-608 | Fuse, Switch/Fuse Combo | (ESSU) | 19.5 | Each
620-701 | Receptacle | DuplexIvy125V/15A10/CA | 11.4 | Each
625-16-6 | CordPower | Supp.Str.Plg.110v50/CA | 13.5 | Each
625-183 | StapleCable | 1/2in-Pkof100100/PK | 8.85 | Pack
625-270W | Receptacle | DuplexWht125V/15A10/CA | 4.75 | Each
625-304 | Strap | EMT Snap-On 1/2in100/CA | 0.9 | Each
625-305 | FittingEMTStrap1 | Hole3/4in100/CA | 1.25 | Each
625-800 | Conn.EMT | SetScrew1/2in.50/CA | 3.35 | Each
625-1301W | Toggle Switch 15A | 10/CA | 5.4 | Each
625-2132V | CoverWall | DuplxRecep Ivory10/CA | 1.35 | Each
625-2132W | CoverWall | DuplxRecepRed10/CA | 2.1 | Each
625-2134V | CoverWallSingle | ToggleIvory10/CA | 2.05 | Each
625-2134W | CoverWallSingle | ToggleWhite10/CA | 2 | Each
625-CR15W | Receptacle | DuplexWht15A/125V10/CA | 11.55 | Each
625-CS120W | Toggle Switch | SP Wht120V/20A10/CA | 18.95 | Each
625-GD40H | Circuit Breaker | Two Pole 40A5/CA | 43.8 | Each
625-IS5 | StapleCPR | Ins.#5T-StatW100/PK | 11.1 | Each
625-S13 | Cover Switch Plate Oil | EMR, Red 25/CA | 10.45 | Each
625-S15 | Cover | Switch Plate Gas EMRRed | 8.9 | Each
625-S16 | Cover | Switch Plate Gas EMRRed | 12.95 | Each
625-S19 | Cover | Switch Plate Oil EMRRed | 5 | Each
640-142 | Cable | AA MC 14-2 100ft Roll | 565.45 | Each
640-845 | Conn. | BX Set Screw 3/8in100/CA | 1.6 | Each
7-ECC1250 | EXTENSION CORD, OD, | YELLOW, 50FT | 278.95 | Each
7-ECC1625 | EXTENSION CORD, OD, | ORG, 25FT | 49.6 | Each
7-TLC10625 | Drop Light | 25ft 125v W/Ground | 93.3 | Each
7-TLC10630 | Light | Trble MG 50ft 11AMP | 357.35 | Each
750-RC841 | Conn.Romex | 3/8infor1/2KO100/CA | 1.95 | Each
750-RC842 | Conn.Romex | 3/4infor3/4KO50/CA | 3.8 | Each
BR215 | CIRCUIT BREAKER | TWO POLE, 15A | 49.25 | Each
BR220 | CIRCUIT BREAKER | TWO POLE, 20A | 48.6 | Each
BR230 | CIRCUIT BREAKER | TWO POLE, 30A | 48.55 | Each
BR240 | CIRCUIT BREAKER | TWO POLE, 40A | 43.3 | Each
BR250 | CIRCUIT BREAKER | TWO POLE, 50A | 49.85 | Each
BR260 | CIRCUIT BREAKER | TWO POLE, 60A | 49.55 | Each
GB3020 | Broach 3015 W/Handle |  | 25.3 | Each
GDK4080 | Gauging Kit Drills | #40-80 STD Box | 676.5 | Each
PSP72KA | Surge Protector 120/240V | 72,000A Peak Surge | 136.4 | Each
STXH120P05 | STXH Type1 50kA 120V | Single Phase Surge Prot. | 176.9 | Each
STXH240S05 | STXH Type1 50kA 240/120V | Split Phase Surge Prot. | 155.15 | Each
W101 | Wire, Copper,10G | , 10 ft. Black | 81.7 | Pack
W101-50 | Wire, Copper,10G | , 50 ft. Black | 234.75 | Each
W102 | Wire, Copper,10G | , 10 ft. Red | 72.85 | Pack
W102-50 | THHN WIRE-10 GA. RED | 50' / ROLL | 95.25 | Each
W103-50 | Wire, Copper,10G | , 50 ft. Green | 151.35 | Each
W121 | Wire, Copper,12G | , 15 ft. Black | 49.35 | Pack
W121-100 | Wire, Copper,12G | , 100 ft. Black | 115 | Each
W122-50 | Wire, Copper,12G | , 50 ft. Red | 109.85 | Each
W122-100 | Wire, Copper,12G | , 100 ft. Red | 115.05 | Each
W123-100 | Wire, Copper,12G | , 100 ft. Green | 115 | Each
W125 | Wire, Copper,12G | ,15 ft. White | 72.7 | Pack
W125-50 | Wire, Copper,12G | , 50 ft. White | 115.2 | Each
W141 | Wire, Copper,14G | , 20 ft. Black | 47.6 | Pack
W141-50 | Wire, Copper,14G | , 50 ft. Black | 85.5 | Each
W141-100 | Wire, Copper,14G | ,100 ft. Black | 125.2 | Each
W142 | Wire, Copper,14G | , 20ft. Red | 64.75 | Pack
W142-50 | Wire, Copper,14G | , 50 ft. Red | 47.3 | Each
W142-100 | Wire, Copper,14G | , 100 ft. Red | 96.6 | Each
W143 | Wire | 14 Gauge 20 ft. Green | 22.85 | Pack
W143-50 | Wire | 14 Gauge 50 ft. Green | 50.75 | Each
W143-100 | Wire | 14 Gauge 100 ft. Green | 114.55 | Each
W144 | Wire, Copper,14G | , 20 ft. Blue | 21.4 | Pack
W144-50 | Wire | 14 Gauge 50 ft. Blue | 69.85 | Each
W144-100 | Wire, Copper,14G | , 100 ft. Blue | 101.15 | Each
W145 | Wire, Copper,14G | , 20 ft. White | 111.3 | Pack
W145-50 | Wire, Copper,14G | , 50 ft. White | 113.8 | Each
W145-100 | Wire, Copper,14G | ,100 ft. White | 278.45 | Each
WHTB10-50 | Wire | HT 10G Black 50 ft. | 235.65 | Pack
10816 | 200 Piece Terminal Kit |  | 68.4 | Each
B211 | Connector, | Butt 22-18W Pk of 18 | 15.8 | Pack
B211C | Connector, | Butt 22-18-Pk of 100 | 40.3 | Pack
B222 | Connector, | Butt,16-14W-Pk of 18 | 12 | Pack
B222C | Connector, | Butt 16-14 Pk of 100 | 39 | Pack
B233 | Connector, | Butt 12-10 -Pk of 11 | 17.85 | Pack
B233C | Connector, | Butt Insul-Pk of 100 | 58.25 | Pack
BA22 | Connector, | Butt Assrt -Pk of 16 | 30.8 | Pack
C222 | Connector, | Wire - PK of 18 | 19.35 | Pack
C222C | Connector, | Closed End-Pk of 100 | 40.9 | Pack
C223 | Connector, | Wire 18-10-PK of 15 | 22.15 | Pack
C241 | Connector, | Wire 3#16 - Pk of 20 | 33.5 | Pack
C243 | Connector, | Wire #14 - Pk of 15 | 31.15 | Pack
C245 | Connector, | Wire Yel - Pk of 13 | 10.15 | Pack
C247 | Connector, | Wire 4#12 - Pk of 10 | 28 | Pack
C312 | Wire Connector, | Nuts -Pk of 13 | 25.25 | Pack
C312L | Wire Nuts | Winged - Pk of 50 | 39.8 | Pack
C512L | Connector, | Wire Nuts -Pk of 50 | 48.4 | Pack
CC32 | Terminal | Compres. 1/4Pk of 3 | 9.8 | Pack
CC33 | Compressor Leads | 12inPk of 3 | 70.25 | Pack
CC33-18 | Compressor Leads | 18in -Pk of 3 | 56.5 | Pack
CC33-24 | Compressor Leads | 24in-PK of 3 | 82.95 | Pack
CPN2C | Connector | Porcelain-Pk of 100 | 31.6 | Pack
CPN8 | Connector, | Porcelain - Pk of 7 | 10.25 | Pack
D211 | Conn.F.Male Disc 22 | 18W Pkof16 | 17.65 | Pack
D211C | Disconnect, | F 22-18 - Pk of 100 | 30.55 | Pack
D212 | Disconnect, | F 22-18 - Pk of 16 | 18.15 | Pack
D212C | Disconnect, | F 22-18 -Pk of 100 | 41.05 | Pack
D221C | Disconnect, | F 16-14W-Pk of 100 | 31 | Pack
D222 | Conn. | FM.Disc. 16-14WPk of 16 | 18.5 | Pack
D222C | Conn.FM.Disc.16-14W | Pk of 100 | 38.75 | Pack
D232 | Conn. | FM.Disc. 12-10WPk of 12 | 16.3 | Pack
D232C | Conn.FM.Disc.12-10W | Pk of 100 | 42.6 | Pack
DH11 | Disconnect, | F 22-18 - Pk of 20 | 26.35 | Pack
DH12 | Disconnect, | F 22-18 - Pk of 20 | 31.1 | Pack
DH22 | Disconnect, | F 16-14 - Pk of 20 | 17.25 | Pack
DH22C | Disconnect, | F 16-14 - Pk of 100 | 40.45 | Pack
DH32 | Disconnect, | F 12-10W -Pk of 13 | 21.25 | Pack
DH32C | Disconnect, | F 12-10 - PK of 100 | 55.5 | Pack
DHM22 | Disconnect, | M 16-14 - Pk of 20 | 3.7 | Pack
DM12C | Disconnect, | M 22-18W- Pk of 100 | 45 | Pack
DM21C | Disconnect, | M 16-14 -Pk of 100 | 32.6 | Pack
DM22C | Disconnect, | M 16-14 - Pk of 16 | 27.65 | Pack
DS21 | Stud Adapter | Male - Pk of 20 | 12.6 | Pack
DS22 | Piggyback | FM 16-14WPk of 10 | 18.4 | Pack
DS23 | Piggyback | FM 1/4in Pk of 20 | 15 | Pack
DS23C | Disconnect, F - Pk 100 |  | 28.55 | Pack
DS24 | Disconnect, | M/F 16-14- PK of 5 | 18.75 | Pack
DS24C | PIGGYBACK F/M | PK OF 100 | 53.85 | Pack
DS25 | Stud Adapter | Male - Pk of 5 | 5.6 | Pack
DS224C | Disconnect, | F/M - Pk of 100 | 66.15 | Pack
DXF1 | Disconnect, | F 22-18 - Pk of 10 | 17.7 | Pack
DXF1C | Disconnect, | F 22-18W-Pk of 100 | 72.65 | Pack
DXF2 | Disconnect, | F, Ins. - Pk of 10 | 18.45 | Pack
DXF2C | Disconnect, | F, Ins. -Pk of 100 | 98.65 | Pack
DXF3 | Disconnect, | F 12-10 - Pk of 7 | 6.5 | Pack
DXF3C | Disconnect, | F 12-10 -Pk of 100 | 55.45 | Pack
DXM1 | Disconnect, | M 22-18 - Pk of 10 | 11.8 | Pack
DXM1C | Disconnect, | M Ins. - Pk of 100 | 46.85 | Pack
DXM2 | Disconnect, | M 16-14 - PK of 10 | 12.4 | Pack
DXM2C | Disconnect, | M 16-14 -Pk of 100 | 53.45 | Pack
DXM3C | Disconnect, | M Ins. - Pk of 100 | 64.35 | Pack
FD22 | Disconnect, | F 16-14W-Pk of 25 | 6 | Pack
FD32 | Disconnect, | Flag 12-10 Pk of 10 | 12.15 | Pack
FD222 | Disconnect, | Flag 16-14 -Pk of 6 | 14.05 | Pack
FH22 | Disconnect, | Flag - Pk of 18 | 14.9 | Pack
FH32 | Disconnect, | Flag 12-10 Pk of 12 | 5.4 | Pack
FTL3 | Test Lead | Red/Black 36in | 47.25 | Pack
FTL3D | Test Leads, Pair, 36in |  | 127 | Pack
GV06 | GROMMETS | 3/8IN PK OF 18 | 18.5 | Pack
GV07 | Grommets | 7/16in. - Pk of 12 | 6.2 | Pack
GV08 | Grommets | 1/2in. - Pk of 12 | 18.9 | Pack
GVA1 | Grommets | Vinyl - Asst Pk of 15 | 31.7 | Pack
GVA2 | Grommets | Vinyl - Asst Pk of 5 | 11.4 | Pack
HS03 | Heat Shrink Tube,4in | Pk of 8 | 10.4 | Pack
HS04 | Heat Shrink Tube | 4in - Pk of 7 | 16.35 | Pack
HS06 | Heat Shrink Tube | 3/8IDPk of 6 | 15.95 | Pack
HSA1 | Assorted 3/16 1/4,3/8 | 4" LONG PK OF 7 | 18.8 | Pack
HTA2 | Terminal | Assrt Sizes-Pk of 20 | 8.4 | Pack
MB21 | Storage Box, Compartment |  | 84.15 | Each
MB22 | Storage Bx | 21 Comp w/230 items | 134.6 | Each
PA10 | Conn. | Term. Asst. kit 10 EA | 161.35 | Each
PA18 | Compartmented Box Only, | Plastic | 32.75 | Each
PA25 | Conn. | Term. Asst. kit20 EA | 264.95 | Each
PA25AP | Plastic Box | TP w/Term Assort. | 158.7 | Each
R042 | Ring | 8W 10 Stud - Pk of 5 | 4.4 | Pack
R221C | Ring | 16-14W 8 Stud-Pk of 100 | 23.45 | Pack
R222C | Ring | 16-14W10 Stud-Pk of 100 | 25.6 | Pack
R232 | Ring, 12-10W - Pk of 12 |  | 11.55 | Pack
R232C | Ring Term.Ins.12 | 10WPk of 100 | 47.1 | Pack
RH22 | Terminal | Ring 16-14W -Pk of 22 | 6.9 | Pack
RH32 | Terminal | Ring 12-10W-Pk of 15 | 6.4 | Pack
S211C | Spade | 22-18W8 Stud-Pk of 100 | 20.65 | Pack
S212C | Spade | 22-18W10 Stud-Pk of 100 | 43.45 | Pack
S220C | Spade | 16-14W.6 Stud-Pk of 100 | 30 | Pack
S221C | Spade | 16-14W 8 Stud-Pk of 100 | 35 | Pack
S222 | Spade | 16-14W10 Stud-Pk of 16 | 18.3 | Pack
S222C | Spade | 16-14W10 Stud-Pk of 100 | 44.9 | Pack
S231C | Spade | 12-10W 8 Stud-Pk of 100 | 48.4 | Pack
S232 | Terminal | Spade 12-10W-Pk of 12 | 16.4 | Pack
S232C | Terminal | Spd 12-10W-PK of 100 | 51 | Pack
WC02 | Cable Clamp | 1/8in - Pk of 40 | 20.5 | Pack
WC03 | Cable Clamp | 3/16in - Pk of 40 | 14.35 | Pack
WC04 | Cable Clamp | 1/4in - Pk of 35 | 14.45 | Pack
WC04C | Clamp | W/C1/4in Dia-Pk of 100 | 21.6 | Pack
WC05 | Clamps | Wire- 5/16in -Pk of 35 | 12.65 | Pack
WC06 | Clamps | Wire - 3/8in -PK of 30 | 23.6 | Pack
WC06C | Clamp | W/C3/8in Dia-Pk of 100 | 51.6 | Pack
WC08 | Clamps | Wire - .5in PK of 25 | 19.3 | Pack
WC08C | Clamp | W/C1/2in Dia-Pk of 100 | 43.7 | Pack
WC10 | Clamp | Cable 5/8in - Pk of 20 | 18.8 | Pack
WC12 | Cable Clamp | 3/4in - Pk of 15 | 21.65 | Pack
WC14 | Cable Clamp | Nylon - Pk of 15 | 3.75 | Pack
WC16 | Clamp | W/C 1in Dia - Pk of 14 | 13.2 | Pack
WCA1 | Cable Clamps | Assorted-Pk of 26 | 24.45 | Pack
WT04C | Wire Ties, | 4in - Pk of 100 | 6.65 | Pack
WT05C | Wire Ties, | 5in - Pk of 100 | 130 | Pack
WT07C | Wire Ties, | Wht 7in - Pk of 100 | 7.9 | Pack
WT11C | NYL | W.Ties Wht11inPk of 100 | 20.2 | Pack
WT15 | Wire Ties, | White,15in. Pk of 12 | 4.55 | Pack
WT15C | Wire Ties, | 15in - PK of 100 | 23.85 | Pack
WTA1 | NYL | W.TiesWhtAssortPK of 50 | 4.65 | Pack
WTB05 | Wire Ties, | Black, 5in-Pk of 35 | 28.8 | Pack
WTB05C | Wire Ties, | Blk, 5in-PK of 100 | 4.95 | Pack
WTB05M | NYL | W.TiesBlack5in-Pk of1000 | 53.6 | Pack
WTB07 | Wire Ties, | Black,7in.Pk. of 30 | 7.25 | Pack
WTB07C | NYL | W.Ties Blk7inPk of 100 | 13.55 | Pack
WTB07M | Wire Ties, | Black,7in.Pk of 1000 | 115 | Pack
WTB11 | Wire Ties, | Black,11in-PK of 15 | 23.4 | Pack
WTB11C | NYL | W.Ties Blk11inPk of 100 | 27.15 | Pack
WTB15 | Wire Ties, | Black,14in-Pk of 12 | 8.85 | Pack
WTB15C | NYL | W.TiesBlackPk of 100 | 35.6 | Pack
WTM2C | Wire Tie | Mount, #8 - Pk of 100 | 38.7 | Pack
WTM07 | Wire Ties, | White,7in -Pk of 11 | 5.05 | Pack
WTM07C | Wire Ties, | 7in - Pk of 100 | 193.75 | Pack
WTM11C | Wire Ties, | Wht,11in,Pk of 100 | 77.05 | Pack
WTM14C | Wire Ties, | 14in - Pk of 100 | 90.4 | Pack
WTMB07 | Wire Ties, | Black,7in. -Pk of 10 | 18.75 | Pack
WTMB07C | Wire Ties, | Black,7in. Pk of 100 | 74.1 | Pack
WTMB11 | Wire Ties, | White,11in.-Pk of 6 | 5.65 | Pack
WTMB11C | Wire Ties, | Blk,11in - Pk of 100 | 91.6 | Pack
WTMB14C | Wire Ties, | Blk,14in -Pk of 100 | 116 | Pack
626-10S | Fuse,Non-Tamper, | Type S,10A4/CA | 17.25 | Each
626-10T | FuseTime | DelayPlgTypeT10A4/CA | 20.1 | Each
626-15 | Fuse | Plug Fast Acting 15A4/CA | 4.2 | Each
626-15S | FuseNon-Tamper | TypeS15A4/CA | 10.05 | Each
626-15T | FuseTime | DelayPlgTypeT15A4/CA | 11.3 | Each
626-20 | FuseTime | Dly/FastActing20A4/CA | 3.65 | Each
626-20S | FuseNon-Tamper | TypeS20A4/CA | 12.8 | Each
626-20T | FuseTime | DelayPlgTypeT20A4/CA | 11.25 | Each
626-25 | Fuse | Plug Fast Acting 25A4/CA | 3.15 | Each
626-25T | FuseTime | DelayPlgTypeT25A4/CA | 7.3 | Each
626-30 | Fuse | Plug Fast Acting 30A4/CA | 4.6 | Each
626-30T | FuseTime | DelayPlgTypeT30A4/CA | 10.45 | Each
626-23133 | Fuseblock 1 Pole Screw | Class H 250V | 9 | Each
626-38071 | FUSE PULLER |  | 33.3 | Each
626-38073 | FUSE PULLER |  | 47 | Each
626-AT0003 | FuseBlade,Auto,3AMP,Purp | 100/CA | 2.4 | Each
626-AT0005 | Fuse,Blade,Auto,5AMP,Tan | 100/CA | 2.05 | Each
626-HASR20 | FUSE TIME DELAY | 600V 20AMPS | 28.25 | Each
626-HASR30 | FUSE TIME DELAY | 600V 30AMPS | 30.5 | Each
626-LD25702 | Fuse Block - LD SERIES | 24/CA | 73.6 | Each
7-10KOTN40 | Fuse, One Time, 40A | 10/cA | 4.45 | Each
7-10KOTN60 | Fuse, One Time, 60A | 10/CA | 5 | Each
7-CRNR15 | Fuse, Time Delay, 15AMP | 10/CA | 7.4 | Each
7-CRNR20 | Fuse, Time Delay, 20AMP | 10/CA | 8.65 | Each
7-CRNR25 | Fuse, Time Delay, 25AMP | 10/CA | 7.75 | Each
7-CRNR30 | Fuse, Time Delay, 30AMP | 10/CA | 7.9 | Each
7-CRNR35 | Dual Element Fuse, Time | Delay, 35Amps 250V 10/CA | 8 | Each
7-ECC50725 | EXT CORD OD YELLOW | 25 FT | 61.15 | Each
7-ECC50730 | EXT CORD OD RED | 50FT | 179.45 | Each
DST-5 | Hard Start Kit | Torque Plus300% | 27.8 | Each
DST-6 | Hard Start Kit | Torque Plus500% | 45.55 | Each
HSK1 | Hard Start Kit for 3.5 | 5HP Cpr | 143.95 | Each
HSK5 | Hard Start Kit for 1 | 3HP Cmpr | 157.8 | Each
TQS2 | Hrd Start Kit 3.5-5Ton | mx Torq | 66 | Each
TQS5 | TorQstart ST 2-Wire PTC | Hard Start Kit | 15.5 | Each
TQS6 | TorQstart 2 Wire Hard | Start | 18.7 | Each
TQS8 | TorQstart 2 Wire | Hand Start | 44 | Each
TQS21 | TorQstart AP Combination | Hard Start Kit, 1/2HP | 33 | Each
TQS41 | Combination Rly &Cap | Hard Start | 18 | Each
750-500 | Conduit,DiversiTite,M | 1/2x100 | 756.1 | Each
750-12100 | Conduit | DiversiTiteNM1/2x100 | 155 | Each
750-34100 | Conduit | DiversiTite 3/4x100 | 290 | Each
750-MLT50 | Conn.Liquid | TiteStrM1/220/CA | 6.4 | Each
750-MLT75 | Conn.Liquid | TiteStrM3/410/CA | 10.25 | Each
750-MLT9050 | Conn.,Liquid Tite,90 Ell | M,1/2 10/CA | 12.4 | Each
750-MLT9075 | Conn.Liquid | Tite90EllM4243310/CA | 14.45 | Each
750-NMLT50 | Conn.NM | LiquidTite1/2Str.25/CA | 2.15 | Each
750-NMLT75 | Conn.NM | LiquidTite3/4Str.10/CA | 3.2 | Each
750-NMLT100 | Conn. | Liquid Tite Str NM15/CA | 11 | Each
750-NMLT4550 | Conn Liquid Tite | 45 Ell, NM,1/2 10/CA | 12.45 | Each
750-NMLT7590-F | Conn.NM | LiquidTite3/4Adj10/CA | 28.75 | Each
750-NMLT9050 | Conn.NM | LiquidTite1/290deg10/CA | 3.05 | Each
750-NMLT9075 | Conn.NM | LiquidTite3/490deg10/CA | 4.3 | Each
750-NMLT90100 | Conn. | Liquid Tite90 EllNM15/CA | 22.35 | Each
750-SLTC50 | Conn.NM | Liq.Tite1/2screwon25/CA | 1.55 | Each
750-SLTC75 | Conn.NM | Liq.Tite3/4screwon25/CA | 2.35 | Each
750-SLTC9050 | Conn.Liquid | TiteSOElNM4237125/CA | 2.55 | Each
750-SLTC9075 | Conn.Liquid | TiteSOElNM4243325/CA | 3.6 | Each
45050HU | Mtr Run Cap | Oval,5uF,370/440 | 10.64 | Each
45100HU | Mtr Run Cap | Oval,10uF,370/440 | 14.56 | Each
45125HU | Mtr Run Cap | Ovl,12.5uF,370/440 | 19.77 | Each
45150HU | Mtr Run Cap | Oval,15uF,370/440 | 19.66 | Each
45200HU | Mtr Run Cap | Oval,20uF,370/440 | 22.29 | Each
45300HU | Mtr Run Cap | Oval,30uF,370/440 | 24.92 | Each
45400HU | Mtr Run Cap | Oval,40uF,370/440 | 30.3 | Each
45450HU | Mtr Run Cap | Oval,45uF,370/440 | 31.53 | Each
45500HU | Mtr Run Cap | Oval,50uF,370/440 | 39.2 | Each
45600HU | Mtr Run Cap | Oval,60uF,370/440 | 44.58 | Each
4JR0525U | Mtr Run Cap | Rnd,25/5uF,370/440 | 27.33 | Each
4JR0530U | Mtr Run Cap | Rnd,30/5uF,370/440 | 29.62 | Each
4JR0535U | Mtr Run Cap | Rnd,35/5uF,370/440 | 29.9 | Each
4JR0540U | Mtr Run Cap | Rnd,40/5uF,370/440 | 38.08 | Each
4JR0545U | Mtr Run Cap | Rnd,45/5uF,370/440 | 39.31 | Each
4JR0550U | Mtr Run Cap | Rnd,50/5uF,370/440 | 41.83 | Each
4JR0555U | Mtr. Run Cap, | Round,55+5uf 370/440v | 44.91 | Each
4JR0580U | Mtr. Run Cap, | Rnd,80/5uF 440v | 51.46 | Each
4JR7530U | Mtr. Run Cap, | Rnd,30/7.5uF 440v | 32.82 | Each
4JR7535U | Mtr. Run Cap, | Rnd,35/7.5uF 440v | 32.87 | Each
4JR7540U | Mtr Run Cp | Rd,40/7.5uF,370/440 | 35.11 | Each
4JR7545U | Mtr Run Cp | Rd,45/7.5uF,370/440 | 41.55 | Each
4JR7550U | Mtr. Run Cap, | Rnd,50/7.5uF 440v | 44.18 | Each
4JR7555U | Mtr. Run Cap, | Rnd,55/7.5uF 440v | 43.62 | Each
4JR7560U | Mtr. Run Cap, | Rnd,60/7.5uF 440v | 45.19 | Each
5411EC | PkdECMtr115-230V4-25WCW |  | 119.1 | Each
15022 | 35Watt Unit Bearing Mtr | 115V 1500RPM 1.40Amps | 228.95 | Each
40025 | 1/4HP 5-5/8"Dia Unit | Heater Motor 115V 1075R | 305 | Each
40033 | 1/3HP 5-5/8"Dia Motor | 115V 1075RPM | 290 | Each
40066 | 1/6HP Unit Heater Mtr | 115V 1075RPM 2.4A Rev | 235.2 | Each
40096 | 1/15-1/30HP Direct Drive | Blwr 115V 1050RPM CWSE | 235.2 | Each
40121 | 1/70HP 3.3"Dia Motor | 115V 1550RPM CCW | 83 | Each
40242 | 1/20HP Motor 115V | 1050RPM CW | 240 | Each
40250 | 1/4HP Resilent Base Mtr | 208-230V 1625RPM 1.50A | 240 | Each
40265 | 1/6HP 5-5/8"Dia Cond Fan | Motor 208-230V 1550RPM | 182 | Each
40347 | 5"Dia Fan Coil Moto | 1/8HP 115V 1550RPM | 282 | Each
40849 | 1/6HP 5"Dia Direct Drive | Motor 115V 1050RPM | 178 | Each
41189 | 3.3" 115/208-230V 1/20HP | 1350/1550RPM | 230 | Each
43727B | 1/6 HP 1075RPM | 208-230V Motor | 166.05 | Each
43782 | 1/6HP DD Blwr Mtr 115V | 1075RPM 2.5A 3Spd PSC | 225 | Each
43783 | 1/4 HP 115V Torsion | Flex Motor | 248.65 | Each
43784 | 1/4HP 208-230V Torsion | Flex Motor | 270.9 | Each
43785 | 1/3HP 115V Torsion | Flex Motor | 284.3 | Each
43787 | 1/2HP 115V Torsion | Flex Motor | 292.8 | Each
45012 | 1/2HP Belt Drive Fan & | Blower 115V 1725RPM | 280 | Each
45052 | 1/2HP Condenser Fan Mtr | 115V 1050RPM 4Spd PSC | 260 | Each
45113 | 1/5HP Torsion Flex Motor | 115V 1075RPM 3Spd PSC | 190 | Each
45114 | 1/5HP PSC Motor 115V | 1075RPM 3Spd 3.30A | 160 | Each
45117 | 1/3HP Motor 115V | 1075RPM PSC | 180 | Each
45118 | 3/4HP Motor 115V | 1075RPM PSC | 330 | Each
45460 | 1/6-1/2HP 115 PSC | Motor | 340.8 | Each
45470 | 1/5-3/4HP 115V PSC | Motor | 382.9 | Each
45488B | 5 5/8"Dia Multi-HP Cond. | Fan Mtr 208-230V 825RPM | 245.7 | Each
46012 | 1/2HP Direct Drive | Blower 115/230V 1070RPM | 726.6 | Each
46013 | 1/3HP EC Direct Drive | Blower 115/230V 1070RPM | 609.85 | Each
46034 | 3/4HP ECM Mtr 115/ | 230V 1075RPM 8.2/4.9A | 660 | Each
48332 | 1-1/4"Stack Size Draft | Inducer 115V 3200/2800R | 323.45 | Each
50583 | 1/100HP 1550RPM 120V | Motor | 85 | Each
50933 | 1/50HP 1550RPM 120V | Motor | 60 | Each
61002 | 2Watt Unit Bearing Mtr | 115V 1550RPM CWLE SP | 70 | Each
61232 | 1/15HP Mtr 208-230V | 1550RPM Repl GE 11 Frame | 176.75 | Each
61331 | 1/20HP Mtr 115V 1550RPM | 2.2A 1Spd CWLE GE Repl. | 140 | Each
61332 | 1/20HP 4"Dia Motor | 208-230V 1550RPM | 135 | Each
62512 | 3/4-1 HP 1625/1350RPM | 115/230V Motor | 395 | Each
63100 | 1/2-1/3HP 1625/1350RPM | 115/230V Motor | 285.7 | Each
63110 | 3/4-1/2 HP 1625/1380RPM | 115/230V Motor | 345 | Each
65020 | 35W Unit Bearing Motor | 115V 1500RPM 1.40A 1Spd | 170 | Each
65040 | 50Watt Cast Iron Unit | Bearing Mtr 115V 1500RPM | 185 | Each
65041 | 50W Unit Bearing Motor | 230V 1500RPM 0.85A 1Spd | 170 | Each
65045 | 50W Unit Bearing Motor | 230V 1500RPM 0.85A 1Spd | 240 | Each
65100 | C Frame Motor & Impeller | Kit | 29.95 | Each
65106 | 5/8" Stack 3000RPM 115V | C Frame Motor | 29 | Each
65118 | 1/30HP Combustion Motor | Replaces Carrier | 185 | Each
65159 | 7/8 Stack C-Frame 3000RPM | 120V Motor | 51 | Each
65230 | Draft Inducer Assembly | Replaces Carrier | 297 | Each
65404 | Air Booster | Replaces Nordyne/Miller | 115 | Each
65475 | Air Booster For Coleman | Furnace | 76.05 | Each
65569 | 25MHP Combustion Motor | Replaces Carrier | 175 | Each
65570 | 25MHP Combustion Motor | Replaces Carrier | 140 | Each
65670 | 5/8" Stack C-Frame Mtr | 115V 3000RPM CWSE | 34 | Each
65812 | 16 Watt 115V CCW Cast | Iron | 85 | Each
65822 | 16 Watt 115V CCW Cast | Iron | 94 | Each
65894K | C Frame Motor Kit | Replaces Nutone | 127.25 | Each
66002 | Draft Inducer | Replaces Goodman | 160.3 | Each
66003 | 30W Draft Inducer 115V | 3250RPM .92A | 195 | Each
66056 | 1/15HP Combustion Blwr | 115V 3400RPM 0.48A 1Spd | 830 | Each
66121 | 1/50HP Blower 3000RPM | 230V 1Spd Goodman Repl. | 165.65 | Each
66126 | Draft Inducer | Replaces Goodman | 430 | Each
66254 | 1/50HP Repl. Blower 230V | 3000RPM 0.3A Replace ICP | 225 | Each
66350 | Draft Inducer | Replaces ICP | 375 | Each
66401 | Draft Inducer | Replaces Lennox/Armstrong | 192.7 | Each
66529 | 1/35HP Draft Inducer | 115V 3000RPM Repl. ICP | 453.7 | Each
66649 | 1/16HP Blower 208-230V | 3450RPM, Carrier Repl. | 390 | Each
66752 | 25MPH Motor 115V | 3200RPM | 330 | Each
66753 | 1-1/2" Stack Size Blower | 115V 3200RPM 1Spd | 210 | Each
66761 | 8.2 MHP Draft Inducer | Replaces Carrier | 367.3 | Each
66762 | 16 MHP Draft Inducer | Replaces Carrier | 476.15 | Each
66763 | 28 MHP Draft Inducer | Replaces Carrier | 514.7 | Each
66787 | 1/30HP Draft Inducer | Replaces Trane | 233.75 | Each
66815 | 1/16HP Blower 208-230V | 3450RPM, Carrier Repl. | 1126 | Each
66816 | 1/16HP Draft Inducer | 460V 3450RPM 0.25A | 1229.55 | Each
66833 | 1/50 HP Draft Inducer | Replaces ICP | 190 | Each
66959 | 1/30HP Blwr 208/230V | 3000RPM Repl. Goodman | 360 | Each
69316 | 5" Dia. 1100RPM 120V | Motor | 145 | Each
69317 | 5" Dia. 1100RPM 120V | Motor | 155 | Each
70059 | 1/4HP Mtr 120V 1100RPM | 3.40A CWSE SP Sleeve | 195 | Each
82052 | 1/50HP Draft Inducer | 115V 3000RPM Rpl Dunkirk | 290 | Each
82113 | 3/4HP Flex Mount Motor | 115V 1075RPM 11A 3Spd | 540 | Each
82148 | 1/30HP Draft Inducer | 208-230V 3000RPM | 220 | Each
82152 | 1/20HP 3.3" OEM Repl Mtr | 120V 1550RPM 1.80A SP | 165 | Each
82584 | 1/30HP 3.3" Motor 120V | 1550RPM 1.30A 1Spd | 115 | Each
82590 | Draft Inducer 115V 1.20A | Replaces Lennox | 510 | Each
82672 | 1/60HP Draft Inducer | 115V 3300RPM | 320 | Each
90091 | 1/10HP Mtr 120V 1000RPM | 2.60A Repl. Sterling | 340 | Each
90145 | 8 Watt 950RPM 115V Motor |  | 150 | Each
90198 | 1/40HP 1050RPM 115V Motor |  | 169.55 | Each
90220 | 1/114HP 1500RPM 2Spd | 115V Motor | 133.8 | Each
90318 | 1/8HP 1550/1300/1050RPM | 115V Motor | 346.2 | Each
90320 | Gemini Loren Cook 320/340 | Replacement | 189.1 | Each
90420 | 1/23HP 1500RPM 115V Motor |  | 185.05 | Each
90520 | Gemini Loren Cook 520 | Replacement | 241.55 | Each
90620 | Gemini Loren Cook 620/640 | Replacement | 214.2 | Each
90720 | 1/4HP 1625RPM 115V Motor |  | 306.2 | Each
90872 | 1/12HP 5"Dia Motor 120V | 1000RPM, Sterling Repl. | 380 | Each
97701 | 1/15, 1/20, 1/25HP Evap | Fan Motor 230V 1625RPM | 383.45 | Each
97801 | 1/15HP Motor 115V | 1625RPM | 414.35 | Each
99319 | 1/5HP Mtr 120V 1050RPM | 3.30A CWSE 1Spd PSC | 330 | Each
DMB-1 | Mtr. | BrcktFix Lug Assy37377 | 55.7 | Each
DMB-2 | Mtr. | BrcktAdj.Lug Assy37377 | 25 | Each
DMB-3 | Motor Mnt. | Flex Bract.5-1/2in | 66.2 | Each
ECR01-9W | ECM Refrig Motor | 115V 60Hz 9W | 120 | Each
ECR01-12W | ECM Refrig Motor | 115V 60Hz 12W | 120 | Each
ECR92PJA12 | 9-16 Watt ECM 120V 0.34A | Motor | 156.85 | Each
WG840204 | Motor | (CF) 1/4Hp208-230v825 | 244.2 | Each
WG840205HT | Mtr. | CFHT208V1/3 HP825/1SP | 286.35 | Each
WG840463 | Motor | Variab.(DDB)1/3Hp max | 253.65 | Each
WG840465 | Motor | Variab. (CF)1/3Hp max | 240.4 | Each
WG840467 | Mtr.,MHP, 208V, 075/4 SP |  | 362.55 | Each
WG840469 | Motor | Variab. (CF)1/3Hp max | 243.9 | Each
WG840583 | Motor, (DDB) 1/4Hp, 115v |  | 200.85 | Each
WG840584 | Motor | (DDB) 1/4Hp 208-230v | 201.45 | Each
WG840585 | Motor, (DDB) 1/3Hp, 115v |  | 220.75 | Each
WG840586 | Motor | (DDB) 1/3Hp 208-230v | 226.65 | Each
WG840587 | Motor, (DDB) 1/2Hp, 115v |  | 277.75 | Each
WG840588 | Motor | (DDB) 1/2Hp 208-230v | 275.65 | Each
WG840589 | Motor, (DDB) 3/4Hp, 115v |  | 285.85 | Each
WG840590 | Motor | (DDB) 3/4Hp 208-230v | 294.15 | Each
WG840596 | Mtr. | DDFB 208V1 HP1075/3 SP | 316.3 | Each
WG840727 | Motor | (CF) 1/6Hp 208-230v | 252.25 | Each
WG840728 | Motor | (CF)1/4Hp208-230v1075 | 252.35 | Each
WG840728HT | Mtr. | CFHT208V1/4HP1075/1SP | 211.95 | Each
WG840729 | Motor | (CF) 1/3Hp 208-230v | 275.45 | Each
WG840729HT | Mtr. | CFHT208V1/3HP1075/1SP | 239.9 | Each
WG840730 | Motor | (CF) 1/2Hp 208-230v | 257.75 | Each
WG840730HT | Mtr.,CF,HT,208V,1/2HP |  | 277.8 | Each
WG840731 | Mtr. | CF 208V3/4HP1075/1 SP | 296.95 | Each
WG840731HT | Mtr.,CF,HT,208V,3/4HP |  | 310.8 | Each
D-90113 | Fan Center | Transformer 120v | 51.74 | Each
D-90340 | GP Switching Relay, 24v |  | 25.54 | Each
D-90342 | GP Switching Relay | 208/240v | 26.49 | Each
D90-290Q | GP Relay (SPST | NO) 16/8A24v | 18.26 | Each
D90-291Q | GP Relay (SPSTNO) | 16/8A120v | 17.47 | Each
D90-292Q | GP Relay (SPST) 16/8A | 240V | 18.82 | Each
D90-293Q | GP Relay (SPDT) 8/8A | 24v | 18.59 | Each
D90-294Q | GPRelay (SPDT) 8/8A-120v |  | 20.27 | Each
D90-360 | GP Relay (SPSTNO) | 18A 24v | 16.91 | Each
D90-370 | GPRelay (SPDT) 18A - 24v |  | 17.53 | Each
D90-372 | GPRelay (SPDT), 18A-120v |  | 23.13 | Each
D90-382 | GP Relay (SPSTNO+NC) | 18A120v | 19.15 | Each
D90-384 | GPRelay (SPST-NO+NC) | 240V | 22.4 | Each
PR340 | DP-DT Relay 24 Volt Coil |  | 12.32 | Each
PR9064 | Potential Relay 395 | Continuous Coil Voltage | 20.33 | Each
PR9065 | Potential Relay 336 | Continuous Coil Voltage | 20.33 | Each
PR9071 | Potential Relay 420 | Continuous Coil Voltage | 17.02 | Each
RIBH1C | Enclosed Pilot Relay | 10Amp | 49.4 | Each
TR63 | Titan Ice Potential | Relay 170 Coil Voltage | 67.2 | Each
TR64 | Titan Ice Potential | Relay | 60.48 | Each
TR65 | Titan Ice Potential | Relay 332 Coil Voltage | 70.56 | Each
TR67 | Titan Ice Potential | Relay 420 Coil Voltage | 76.16 | Each
TLC-3-8 | Terminal | Comp.Repair Kit 8ga | 143.55 | Each
TLC-3-10 | Terminal | Comp.Repair Kit 10ga | 126.35 | Each
TLC-3-12 | Terminal | Comp.Repair Kit 12ga | 96.75 | Each
585-F336 | Key, Guard, Thermostat |  | 4.5 | Each
585-TG | T-stat Grd | Plas.8-1/4x4-1/2 | 83.4 | Each
585-TG1 | T-stat Grd | Plas.5-3/4x3-1/2 | 61.65 | Each
585-TG2 | T-stat Grd | Plas.4-3/4x4-1/4 | 57 | Each
585-TG3 | Guard | Therm. Beige StlSolid | 70.2 | Each
585-TG4 | Guard | Therm Metl5-3/4x3-1/3 | 61.8 | Each
585-TG5 | Guard | Therm. Clr Plas.Solid | 29.7 | Each
585-TG6 | T-STAT GRD PLASTIC | 6-1/4x3-3/4 | 34.65 | Each
585-TG8 | Guard Therm. Beige Stl. | Ring 5x3x2-3/4" | 35.05 | Each
585-TG9 | Guard | Therm. Beige Steel 2B | 55.65 | Each
230-14-4 | Wire | T.StatMSN-ShieldW50ft | 178.45 | Each
230-14-4S | Wire,T.Stat,MS | Shield,Clr,50ft | 458.85 | Each
230-14-7 | 14-7 StrandedNon-Shield | CL350' long 50ft/spool | 429.7 | Each
230-18-4 | 18-4 Stranded | Shielded CL3 50ft pack | 115.95 | Each
58278040 | Wire Strippers Cutter |  | 66.85 | Each
58282040 | Metal Scorer, Jacket | Cutter | 121.3 | Each
58282240 | Rotary Armor Cable | Cutter | 152.1 | Each
58282340 | Rotary Cutter Blade | Replacement | 27.5 | Each
620-18-2 | WireT.Stat18AWG2Cond | 500ft.4/CA | 331.2 | Each
620-18-2P | 18-2 Plenum Wire | 500ft.4/CA | 344.25 | Each
620-18-3 | WireT.Stat18AWG | 3Cond500ft4/CA | 410.7 | Each
620-18-3P | 18-3 Plenum Wire | 500ft. 4/CA | 391.3 | Each
620-18-4 | WireT.Stat18AWG | 4Cond250ft4/CA | 283.4 | Each
620-18-5 | WireT.Stat18AWG5 | Cond250ft4/CA | 399.8 | Each
620-18-6 | WireT.Stat18AWG6 | Cond250ft4/CA | 574.8 | Each
620-18-6P | Wire,T.Stat,18AWG | 6Cond,250ft 4/CA | 433.5 | Each
620-18-8 | WireThermo.18AWG8 | Cond.250ft4/CA | 621.5 | Each
620-20-10 | WireT.Stat20AWG10Cond. | 250ft4/CA | 305.7 | Each
64235201 | EZ-IN Connector Straight |  | 45.4 | Each
64275801 | EZ-IN Connector Rt Angle |  | 54.1 | Each
64846401 | EZ-IN Connectors Roto | Cutter | 1181.8 | Each
ADB-1 | Time Delay | Adj.Delay on Break | 26.95 | Each
ADB-2 | Time DelayAdj.Delay | onBreakw/WireLeads1/Box | 26.5 | Each
ADM-1 | Time Delay | Adj.Delay on Make | 26.4 | Each
ADM-2 | Time Delay | Adj.Delay on Make | 25.1 | Each
DSP-1 | Monitor | Dig Single Ph.Mtr.Pro | 106.75 | Each
DTP-3 | Monitor | Dig Three Ph.Mtr.Pro | 390 | Each
PF105 | 40VA Class II Foot Mount | Transformer | 22.57 | Each
PF4031OEM | Class II 40VA Foot Mount | Transformer | 23.24 | Each
PF40224 | Class II 40VA Foot Mount | Transformer 208/240V | 23.52 | Each
PF40350 | Foot Mount Transformer | 120/208/240, 24V | 33.6 | Each
PF42440 | 40VA Transformer | 120/208/240 Input Volt | 20.89 | Each
PF42450 | Multi Mount Transformer | 120/208/240/480V, 24V | 62.1 | Each
PF52475F | 75VA Class II Foot Mount | Transformer | 69.44 | Each
PF57575 | 75VA Class II Foot Mount | Transformer | 104.72 | Each
PM12040 | 40VA Class ll Plate Mntd | Trans 120V, 24V | 20.89 | Each
PM43450 | 50VA Multi Mount Class | II Transformer | 38.53 | Each
T1401 | Trans. | 40VA/120 PRI/24 SEC | 25.14 | Each
T1404 | Trans. | 40VA 120/208/240 24Sec | 20.55 | Each
T2401 | Trans. | 40VA/120 PRI/24 SEC | 30.58 | Each
T2404 | Trans. | 40VA 120/208/240 24Sec | 28.17 | Each
T3401 | Trans. | 40VA/120 PRI/24 SEC | 33.15 | Each
T3403 | Trans. | 40VA/120 PRI/24 SEC | 42.67 | Each
T3501 | Trans. | 50VA/120 PRI/24 SEC | 40.66 | Each
T5401 | Trans. | 40VA/120 PRI/24 SEC | 38.75 | Each
T6752 | Trans.75VA/120PRI/24 SEC |  | 68.1 | Each
T7752 | Trans. | 75VA 120/208/480 24Sec | 77.45 | Each
TM44450A | 50VA Class II Multi | Mount Transformer | 95.2 | Each
TM52460A | 60VA Class II Foot Mount | Transformer | 72.8 | Each
6-12-4 | Whip,Ultra, M. (1/2x4Ft) | 6/CA | 43.6 | Each
6-12-4NM | Whip | Ultra N.M. (1/2x4Ft)6/CA | 37.1 | Each
6-12-4NMSP | WhipUltraSingleNM | (1/2x4ft)6/CA | 49.75 | Each
6-12-6 | Whip,Ultra, M. (1/2x6Ft) | 6/CA | 55.45 | Each
6-12-6NM | Whip | Ultra N.M. (1/2x6Ft)6/CA | 51.6 | Each
6-12-6NMP | Whip,Pool,NM, (1/2x6ft) | 6/CA | 47 | Each
6-12-6NMR | WhipExt.Len.W.NM | (1/2x6ft)6/CA | 90.45 | Each
6-12-6NMSP | WhipUltraSingleNM | (1/2x6ft)6/CA | 46.5 | Each
6-34-4NM | Whip | Ultra N.M. (3/4x4Ft)6/CA | 46.5 | Each
6-34-4NMSP | WhipUltraSingleNM | (3/4x4ft)6/CA | 40.75 | Each
6-34-6 | Whip,Ultra, M. (3/4x6Ft) | 6/CA | 73 | Each
6-34-6NM | Whip | Ultra N.M. (3/4x6Ft)6/CA | 67.1 | Each
6-34-6NMSP | WhipUltraSingle(3/4x6ft) | S6/CA | 67.1 | Each
6-34-8NM | Whip, Ultra,NM (3/4x8ft) | 3/CA | 97.9 | Each
B6-12-4 | Whip,Ultra,M (1/2x4ft), | 90/CA | 43.4 | Each
B6-12-4NM | Whip,Ultra,NM (1/2x4ft) | 90/CA | 35.3 | Each
B6-12-6NM | WhipUltraN.M.(1/2x6Ft) | Bulk60/PL | 57.3 | Each
B6-34-6NM | Whip | Ultra, N.M.(3/4x6Ft)Bulk | 61.65 | Each
623-001 | Wire Conn., | Gray,71B, Pk of 100 | 9.65 | Pack
623-002 | Wire Conn., | Blue,72B,Pk of 100 | 11.05 | Pack
623-003 | Wire Conn., | Oran,73B,Pk of 100 | 13.75 | Pack
623-004 | Wire Conn., | Yel,74B, Pk of 100 | 17.35 | Pack
623-005 | Wire Conn., | Red,76B, Pk of 100 | 21.75 | Pack
623-006 | Wire Conn., | Wing,Ylw,Pk of 100 | 13.75 | Pack
623-007 | Wire Conn., | Red,86, Pk of 100 | 23.7 | Pack
623-008 | Wire Conn., | W.Blu,Sz89,Pk of 50 | 39.7 | Pack
623-012 | Wire Conn., | Blue,72B, Pk of 600 | 49 | Pack
623-013 | Wire Conn., | Org,73B,Pk of 300 | 19.9 | Pack
623-014 | Wire Conn., | Ylw,74B, Pk of 200 | 53.85 | Pack
623-MIX | Wire Connectors, | Assorted | 132.05 | Each
6239MX | Spr. Spade 16-14 Ins. | #8 Stud | 212.35 | Each
AW-96 | Tools | Allen Key LongPk of 9 | 56.85 | Pack
AW-712 | Tools | Allen Key LongPk of 7 | 75.6 | Pack
545-420 | Tools | ChannellockPliers-9.5in | 56.05 | Each
545-422 | Tools | ChannellockPliers-9.5in | 55.9 | Each
545-426 | TOOLS CHANNELLOCK PLIERS | 6.5in | 47.3 | Each
545-430 | Tools | Channellock Pliers-10in | 61.65 | Each
545-440 | Tools | Channellock Pliers-12in | 61.35 | Each
545-442 | Tools | ChannellockPliers-12in | 62.3 | Each
ACT-6 | Compressor Tote | Pwdr Coat Stel | 125.15 | Each
VCR-1 | Steel Valve Core Remover | and Storage Container | 25.45 | Each
VCRT-1 | Valve Core, Removal Tool |  | 106.85 | Each
VVC-1 | Valve Core | Repl. Pk of 6 | 6.85 | Pack
T-10 | FIN COMB REPLACEMENT | HEAD | 15.2 | Each
525-MT1 | Map Pro Gas, 14oz. | 12/CA | 24.3 | Each
525-PT1 | Propane Gas, 14.1 oz. |  | 23.1 | Each
525-TORCH | HAND TORCH |  | 197.45 | Each
541-300 | Digital Thermometer |  | 81.5 | Each
6-CT700F | Tools | 3-Wire Test Cord - Fem. | 45.5 | Each
6-DAMP221 | Meter, Mini AC AMP Clamp |  | 245.5 | Each
6-DCFM8906 | Air Flow Meter | Digital CFM | 701.85 | Each
6-DMM20UL | Tools | Digi Multimeter Manual | 52.4 | Each
6-DMM45 | Mulitmeter | Digital w/Display | 131.7 | Each
6-GPK035 | Test Kit, Gas Pressure |  | 181.35 | Each
6-HDT303K | Digital Pocket | Thermometer | 89.3 | Each
6-HG15 | Manometer, Hydrogauge |  | 115.4 | Each
6-PTH8708 | Pen | Digital Temp and Humdity | 204 | Each
6-T396 | Tools,Mechanical Pick-Up |  | 19.4 | Each
6-T482 | Tool, Deburring | 5/CA | 41.65 | Each
6-T482A | ToolsReplacemnt | Blade(Debur)10/CA | 8.2 | Each
6-T744 | Tools | Screwdrv4-in-15-1/8in | 8.85 | Each
6-T1191 | Tool | PVC/Hose Cut1/8-1-5/8 OD | 84.35 | Each
CT800 | TestLead | Multi-C Pk of 10 | 29 | Pack
MHP-4 | Hook and Pick Set | 4-Piece | 23.95 | Each
660-005 | Scale | RubbermaidE 400lb Cap | 714.45 | Each
MG-1 | Gauges | Maifold and Hose Set | 150.2 | Each
MG-RGB | Guage | Replace for MG-1 Blue | 19.05 | Each
MG-RGR | Guage | Replace for MG-1 Red | 19.15 | Each
AP-06 | Drain Dawg |  | 268.65 | Each
CA-252C | Rehvac Adjustable | Regulator, 0-250psi | 128.8 | Each
CT-475M | Regulator | N/CO2 - 0-475 psi | 292.15 | Each
CW-30 | 600psi Hose, Whip, 30in. |  | 167.3 | Each
DP-1 | Nitrogen Purge Tool |  | 124.9 | Each
GAU225-PURGE | Flowmeter Nitrogen Purge |  | 157.05 | Each
HMNPT01 | NITROGEN PURGE TOOL |  | 109.5 | Each
N20-SD | CYLINDER NITROGEN | 57 CU FT | 538.1 | Each
1002 | Sprayer | Comp.Hand Held 48oz | 61.15 | Each
2601 | Sprayer | Comp. 1 Gallon Wand | 78.6 | Each
2602 | Sprayer | Comp. 2 Gallon Wand | 89.3 | Each
2603 | Compression Sprayer | 3 Gallon | 288.75 | Each
5-IG5850 | Garden Hose, 5/8 x 50ft |  | 63.75 | Each
472-SINGLECAN | FRESHDUCT ODOR ELIMIN. | AERO SINGLE CAN | 24.65 | Each
540-278BM0024 | HacksawRepl.Blades12in | x24T10/CA | 3.95 | Each
540-278HX0002 | Hacksaw Frame with Blade |  | 45.75 | Each
540-400 | Nut Setter | Mag. 1/4 inPkof3030PK/CA | 8.45 | Each
540-500 | Nut Setter | Magnetic 5/16 in.30/CA | 9.15 | Each
540-506 | StapleT50 | StplGun42437in.4PK/CA | 9.9 | Pack
540-800 | Marker | Regular Tip Black12/CA | 5.9 | Each
540-805 | Paint Marker, Black | 12/CA | 8.75 | Each
540-806 | Paint Marker, Red | 12/CA | 9 | Each
540-807 | Paint Marker, White | 12/CA | 9.55 | Each
540-808 | Paint Marker, Yellow | 12/CA | 9.05 | Each
540-2110C | Tape, Carton Sealing | 2in Clr | 9.2 | Each
540-6510L | Snips | Offset Left Red Handle | 58.65 | Each
540-6510R | Snips | Offset Rght Grn Handle | 58.95 | Each
540-6716B | Aviation Snip | BulldogBlu Hndl | 79.5 | Each
540-6716L | Aviation Snip | Cuts Left Red | 46.5 | Each
540-6716R | Aviation Snip | Cuts Rt Green | 76.65 | Each
540-6716S | Aviation Snip | Straight Yellow | 76.65 | Each
540-6900L | Snips,Upright, Left-hand | 6/CA | 97.1 | Each
540-6900R | Upright Snip, Right-hand |  | 92.65 | Each
540-AK100 | Anchor Kit | Sheetroc#10 screw | 65.45 | Each
540-FCTMC5 | Tools, 8in. Crimper |  | 89.85 | Each
540-FCTMN1 | Tools | 8in Notcher 31Deg Angles | 122.1 | Each
540-FCTMS1 | Tools | 3 in. Strt. Seam22 Ga. | 136.85 | Each
540-FCTMS2 | Offset Seamer | 3 in. - 22 Ga. | 138.95 | Each
540-R8CCRF | Saw Blade | Cast & Ceramic 8 In | 21.85 | Each
540-RB125W | Saw Blade, 12inx6T Wood | 5/CA | 14.6 | Each
540-RB610HDM | Saw Blade | 6inx10T HD Metal5/PK | 5.35 | Each
540-RB614HDM | Saw Blade | 6in x 14T HD Metal5/PK | 5.6 | Each
540-RB618HDM | Saw Blade | 6inx 18T HD Metal5/PK | 5.5 | Each
540-RB624HDM | Saw Blade | 6in.x24T HD Metal5/PK | 5.9 | Each
540-RB636DW | Saw Blade, 5/8 X 6X .035 | DRYWALL 5/PK | 8.9 | Each
540-RB636W | Saw Blade, 6in x 6T Wood | 5/CA | 8.5 | Each
540-RB656WS | Saw Blade, 6in x 6T Wood | 5/CA | 7.5 | Each
540-RB810HDM | Saw Blade, 8inx10T Wood | 5/CA | 8.9 | Each
540-RB814HDM | Saw Blade | 8in x14T HD Metal5/PK | 8.8 | Each
540-RB956W | Saw Blade | 9in.x 6T Wood 5/Pk | 10.95 | Each
MAG-1 | Magjumper terminal kit |  | 28.8 | Each
548-003 | PVC | BigHelperPipe Cutter1in | 38.25 | Each
548-005 | PVC Pipe Cutter | 1-1/4 OD Max. | 47.95 | Each
P3000 | Plumbing Tool 3pc | Set 1/2", 3/4", 1" | 178.3 | Each
542-25015 | Brush, Parts Cleaning | 12/CA | 14.2 | Each
542-76220 | Brush, Duct Cleaning |  | 14.8 | Each
B-1 | Brush | Acid 3/8in Pk of 144 | 35.85 | Pack
B-2 | Brush | Acid 1/2in Pk of 144 | 69.55 | Pack
B-4 | BrushStnless | SteelWelders12/CA | 15.9 | Each
B-10 | Brush | Cbn Steel Curved Scratch | 9.95 | Each
B-26 | NO LONGER AVAILABLE | Brush, Fin Whisk | 0 | Each
B-27 | Brush, Refrigerator Coil |  | 17.15 | Each
B-124 | Brush,CPR Tube, | 1/4OD,9/32BD 6/CA | 11.95 | Each
B-125 | Brush,CPR Tube, | 3/8OD,13/32BD 6/CA | 12.3 | Each
B-126 | Brush,CPR Tube, | 1/2OD,17/32BD 6/CA | 10.4 | Each
B-127 | Brush,CPR Tube, | 5/8OD,11/16BD 6/CA | 10.65 | Each
B-128 | Brush, CPR Tube, 6/Ca. | 3/4 OD x 13/16 BD | 9.25 | Each
B-129 | Brush, CPR Tube, 6/Ca. | 7/8 OD x 15/16 BD | 11.3 | Each
B-131 | Brush,CPR Tube, | 1-1/8OD,1-1/4BD 6/CA | 26.55 | Each
B-132 | Brush,CPR Tube, | 1-3/8OD,1-1/2BD 6/CA | 7.45 | Each
B-316 | Brush, CHT, | 5/8in NYL, 1/4-28M | 17.3 | Each
B-328 | Brush, CHT, | 7/8in NYL, 1/4-28M | 18.8 | Each
B-333 | Brush, CHT, | 1in NYL, 1/4-28M | 7.25 | Each
B-501 | Brush, Chip, 1 in. | 36/CA | 1.9 | Each
B-502 | Brush, Chip, 1-1/2 in. | 36/CA | 2.05 | Each
B-503 | Brush, Chip 2 in. | 24/CA | 2.55 | Each
B-504 | Brush, Chip 2-1/2 in. | 12/CA | 3.25 | Each
B-505 | Brush, Chip 3 in. | 12/CA | 4.1 | Each
B-622 | Brush, CHT, | 3/4in BRS, 12-24F | 36.4 | Each
B-628 | Brush, CHT, | 7/8in BRS, 12-24F | 35.35 | Each
B-633 | Brush, CHT, | 1in BRS, 12-24F | 31.45 | Each
B-713 | Brush, CHT, | 9/16in NYL, 12-24F | 12.6 | Each
B-728 | Brush, CHT, | 7/8in NYL, 12-24F | 11.95 | Each
B-733 | Brush CHT | 1in NYL, 12-24F | 21.6 | Each
B-924 | Brush,CPR Tube, | 1/4OD,9/32BD | 18.65 | Each
B-925 | Brush,Cpr Tube3/8in O.D. |  | 28.85 | Each
B-926 | Brush,CPR Tube, | 1/2OD,17/32BD | 16.4 | Each
B-927 | Brush,CPR Tube, | 5/8OD,11/16BD | 17.6 | Each
B-928 | Brush,CPR Tube, | 3/4OD,13/16BD | 17.15 | Each
B-929 | Brush,CPR Tube, | 7/8OD,15/16BD | 17.55 | Each
B-930 | Brush,CPR Tube, | 1inOD,1-1/8inBD | 12.65 | Each
B-931 | Brush,CPR Tube, | 1-1/8OD,1-1/4BD | 13.5 | Each
B-932 | Brush,CPR Tube, | -3/8OD,1-1/2BD | 15.75 | Each
B-934 | Brush,CPR Tube, | 1-5/8OD,1-3/4BD | 16.3 | Each
B-935 | Brush,CPR. Tube | Fit,2-1/8in OD | 17.8 | Each
B-998 | Brush | 2 in 1 3/4ID 7/8OD | 19.1 | Each
BH-1 | Handgrip | 4in L thread into rod | 13.15 | Each
D60A-4 | BRS42373 | CompressionSleeve100/CA | 0.4 | Each
D61A-4 | BRS, 1/4 Compression Nut | 10/CA | 1.2 | Each
D62A-44 | BRS, 1/4 Compress Union | 10/CA | 13.5 | Each
DN5-6 | BRS, 3/8 inch Cap | 10/CA | 2.5 | Each
DNS4-4 | BRS42373 | ShortForgedFlareNut10/CA | 1.8 | Each
DNS4-6 | BRS42437 | ShortForgedFlareNut10/CA | 3.85 | Each
DNS4-8 | BRS42371 | ShortForgedFlareNut10/CA | 3.75 | Each
DNS4-10 | BRS42498 | ShortForgedFlareNut10/CA | 5.2 | Each
DNS4-12 | 3/4 IN SHORT FORGED | FLARE NUT | 10.5 | Each
DU1-6D | BRS,3/8 Flare x 1/2 MIPT | Union 10/CA | 6.5 | EA
DU1-8D | BRS, 1/2 Flare x 1/2 MIP | Union 10/CA | 6.45 | EA
DU2-4 | 1/4" FLARE UNION |  | 9.85 | EA
DU2-6 | 3/8IN FLARE UNION |  | 4.8 | EA
DU2-8 | 1/2" FLARE UNION |  | 8.5 | EA
DU2-10 | 5/8 FLARE UNION |  | 11.75 | Each
DU2-12 | 3/4 FLARE UNION |  | 19.3 | Each
C165-0001 | CPR, (Socket T/S)CxC | 25/CA | 0.25 | Each
C165-0002 | CPR.(Socket W/RTS)CxC | 3/8 OD25/CA | 0.6 | Each
C165-0025 | CPR, (Socket T/S)CxC | O.D. 1/2 I.D. 3/8 25/CA | 0.8 | Each
C165-0050 | CPR(Socket | T/S)CxC(5/8x1/2) | 1.55 | Each
C165-0058 | CPR.Red.Coup w/Stop CxC | O.D. 5/8 x 1/2 I.D. 1/2 | 0.85 | Each
C165-0090 | CPR.Cpling | (CxC)3/4inO.D.25/CA | 4.1 | Each
C165-0093 | CPR. RedCpl.w/Stp | CxC25/Ca.3/4x5/8OD | 1.15 | Each
C165-0100 | CPR.(Socket W/RTS)CxC | 7/8 OD25/CA | 2.9 | Each
C165-0107 | CPR.Red.Coup w/Stop CxC | O.D. 7/8 x 5/8 I.D. 3/4 | 4.6 | Each
C165-0149 | CPR. RedCpl.w/Stp | CxC25/Ca.7/8x3/4OD | 4.75 | Each
C165-0150 | CPR, (Socket T/S)CxC | O.D. 1 1/8 I.D. 1, 25/C | 8.2 | Each
C165-0159 | CPR.Red.Coup w/Stop CxC | O.D 1 1/8x7/8 I.D. 1x3/4 | 5.7 | Each
C165-0215 | CPR, (Socket T/S)CxC | O.D. 1 3/8 I.D. 1 1/4 | 8.45 | Each
C165-0295 | CPR, (Socket T/S)CxC | O.D. 1 5/8 I.D. 1 1/2 | 11.5 | Each
C165-0390 | CPR, (Socket T/S)CxC | O.D. 2 1/8 I.D. 2, 40/CA | 26.8 | Each
C235-0002 | 90 Degree Ell C x C | O.D. 3/8 I.D. 1/4 | 1.05 | Each
C235-0025 | ELBOW O.D 1/2 ID 3/8 |  | 3.1 | Each
C235-0090 | CPR. Elbow, 90, CxC | O.D. 3/4 I.D. 5/8, 25/CA | 3.1 | Each
C235-0100 | ELBOW O.D 7/8 ID 3/4 |  | 4.8 | Each
C242-0001 | CPR. Elbow90 | CxC25/Ca.1/4ODx42377ID | 12.5 | Each
C242-0002 | CPR.Lng.Trn.Ell | 90CxC3/8OD25/CA | 4.4 | Each
C242-0025 | CPR. Elbow90 | CxC25/Ca.1/2ODx42437ID | 4.3 | Each
C242-0050 | CPR. Elb90 | LongCxC25/Ca.5/8ODx42371 | 3.8 | Each
C242-0090 | CPR.Lng.Trn.Ell, 90,CxC | 3/4 ODx5/8 ID, 25/CA | 5.2 | Each
C242-0100 | CPR.Lng.Trn.Ell | 90CxC 7/8 OD10/CA | 11.75 | Each
C242-0150 | CPR. Lng Trn. Elb,90 CxC | O.D. 1 1/8 I.D. 1 | 10.5 | Each
C242-0215 | CPR. Elbow, 90, CxC | OD 1 3/8 ID 1 1/4, 35/CA | 9.5 | Each
C242-0295 | CPR. Elbow, 90, CxC | O.D. 1 5/8 I.D. 1 1/2 | 15.4 | Each
C242-0390 | CPR. Elbow, 90, CxC | O.D. 2 1/8 I.D. 2 | 22.65 | Each
C272-0002 | CPR.Ell90 LngFtgx C25/Ca | 3/8ODx42373 | 1.75 | Each
C272-0025 | CPR.Ell, 90 Lng,Ftg x C | O.D. 1/2 I.D. 3/8 | 1.65 | Each
C272-0050 | CPR.Ell90 LngFtgxC25/Ca | .5/8ODx42371ID | 3.55 | Each
C272-0090 | CPR.Lng.Trn.St,90,FTGxC | 3/4 ODx5/8 ID, 25/CA | 5.65 | Each
C272-0100 | CPR.Lng.Tr.StEll | 90FtgxC7/8OD10/CA | 3.55 | Each
C272-0150 | CPR.Ell, 90 Lng,Ftg x C | O.D. 1 1/8 I.D. 1 | 5.95 | Each
C272-0215 | CPR. Elbow, 90LS,Ftg.xC | O.D. 1 3/8 I.D. 1 1/4 | 6.95 | Each
C290-0002 | 45 Degree Ell C x C | O.D. 3/8 I.D. 1/4 | 1 | Each
C290-0025 | CPR. Elbow, 45, CxC | 25/Pk | 1.8 | Each
C290-0050 | CPR. Elbow, 45, CxC | O.D. 5/8 I.D. 1/2 | 1.6 | Each
C290-0090 | CPR. Elbow, 45, CxC | O.D. 3/4 I.D. 5/8 | 3.4 | Each
C290-0100 | CPR. Elbow, 45, CxC | O.D. 7/8 I.D. 3/4 | 3.05 | Each
C290-0150 | CPR. Elbow, 45, CxC | O.D. 1 1/8 I.D. 1 | 6.3 | Each
C410-0032 | CPR. Red, Cpl., FtgxC, | OD 1/2x3/8 ID 3/8x1/4 | 5.95 | Each
C410-0093 | CPR 3/4X5/8OD- 5/8X1/2ID |  | 1.8 | Each
C410-0149 | CPRRed | CoupFtgXC25/Ca.7/8x42433 | 5.55 | Each
C460-0025 | CPR. Tee CxCxC | O.D. 1/2 I.D. 3/8 25/CA | 6.65 | Each
515-J2000 | DWV Swiveling J-Hook | (2x9") 25/CA | 3.3 | Each
515-J3000 | DWV Swiveling J-Hook | (3x 7-1/2")25/CA | 3.7 | Each
701-001 | NYL M/Ad. | (1/2Bx1/2MPT)Pk of 2 | 11.15 | Pack
701-002 | NYL M/Ad. | (1/2Bx3/4MPT)Pk of 2 | 15.05 | Pack
701-006 | NYL M/Ad. | (3/4Bx3/4FPT)Pk of 2 | 10.9 | Pack
701-007 | NYL M/Ad. | (3/4Bx3/4MPT)Pk of 2 | 18.75 | Pack
701-007B | NYLM/Adap | (3/4Bx3/4MPT)100/CA | 2.55 | Each
701-012 | NYL M/Ad. | (3/8Bx1/2MPT)Pk of 2 | 15.85 | Pack
701-012B | NYLM/Ad.(3/8BARB | x1/2MIPT)100/CA | 4.35 | Each
701-013 | NYL | (3/8B x 3/8MIPT)Pk of 2 | 9.95 | Pack
701-013B | NYL | F/Ad.(3/8BARB x 3/8 MPT) | 0.7 | Each
701-014 | NYL M/Ad. | (5/8Bx3/4MPT)Pk of 2 | 20.5 | Pack
701-014B | NYLM/Adap | (5/8Bx3/4MPT)100/CA | 9.15 | Each
701-015 | NYL | B(1 MIPTx3/4 FIPT) Pk 2 | 14.9 | Pack
701-015B | NYLF/Ad.(1 | MPTx42433FPT)100/PK | 6.25 | Each
701-017 | NYL | B(3/4 MIPTx1/2FIPT)Pk 2 | 12.9 | Pack
701-017B | NYL | B(3/4 MIPTx1/2FIPT) | 2.45 | Each
701-018 | NYL,Ell,BxB,1/2in,Pk 2 |  | 12.45 | Pack
701-018B | NYL,Ell,(B x B),1/2in | 100/CA | 2.35 | Each
701-019 | NYL | Ell(1/2Bx3/4FPT)Pk of 2 | 13.4 | Pack
701-020 | NYL | Ell(1/2Bx3/4MPT)Pk of 2 | 15.35 | Pack
701-023 | NYL | Elbow(BxB)(3/4)Pk of 2 | 13.35 | Pack
701-023B | NYLElbow | (BxB)(3/4in)100/CA | 5.3 | Each
701-025 | NYL | Ell(3/4Bx3/4MPT)Pk of 2 | 14.15 | Pack
701-025B | NYL, Ell, (3/4Bx3/4MPT) | 100/CA | 8.9 | Each
701-028 | NYL | Ell(5/8Bx3/4MPT)Pk of 2 | 14.15 | Pack
701-028B | NYL, Elbow (5/8Bx3/4MPT) | 100/CA | 8.7 | Each
701-029 | NYL | Hose Mender1/2B Pk of 2 | 15.4 | Pack
701-030 | NYL | Hose Mender 1/4BPk of 2 | 10.15 | Pack
701-031 | NYL | Hose Mender 3/4BPk of 2 | 12.9 | Pack
701-032 | NYL | Hose Mender 3/8BPk of 2 | 15.65 | Pack
701-033 | NYL | Hose Mender 5/8BPk of 2 | 13.3 | Pack
701-034 | NYL | Tee(BxBxB)42371Pk of 2 | 16.95 | Pack
701-034B | NYL, Tee(B x B x B), 1/2 | 100/CA | 9.15 | Each
701-035 | NYL | T(BxBxB)1/2x3/4x1/2Pkof2 | 4.2 | Pack
701-037 | NYL | Tee(BxBxB)42433Pk of 2 | 17.35 | Pack
701-038 | NYL | Tee(BxBxB)42437Pk of 2 | 14.6 | Pack
701-038B | NYL,Tee(BxBxB), 3/8 | 100/CA | 3.35 | Each
701-039 | NYL | Tee (BxBxB) 5/8Pk of 2 | 14.95 | Pack
701-040 | NYL | Elbow(BxB)(5/8)Pk of 2 | 15.8 | Pack
701-040B | NYL, Elbow,(BxB),(5/8) | 100/CA | 10.6 | Each
701-041 | NYL A Pk of 2 | A(1/2 Barb x 1/2FIPT) | 0 | Pack
701-043 | NYL | M/Ad(3/8B x 3/4M)PK of 2 | 15.65 | Pack
701-043B | NYLM/Adap | (3/8Bx3/4MPT)100/CA | 12.8 | Each
701-046 | NYL | Elbow 3/8 Barb Pk of 2 | 14.65 | Pack
4701-12 | CPVCCoupling | (SxS)1/2in.20/CA | 2.2 | Each
4701-34 | CPVCCoupling | (SxS)3/4in.20/CA | 3.5 | Each
4703-34 | CPVC Adapter (S x F) | 3/4in.25/CA | 16.1 | Each
4704-12 | CPVC 1/2in Adapter M x S | 20/CA | 3.25 | Each
4704-34 | CPVC Adapter (M x S) | 3/4in.10/CA | 2.75 | Each
4706-34 | CPVC45 | Ell(SxS)3/4in.20/CA | 4.9 | Each
4707-12 | CPVC90 | Ell(SxS)1/2in.20/CA | 2.15 | Each
4707-34 | CPVC90 | Ell(SxS)3/4in.20/CA | 3.55 | Each
4711-12 | CPVCTee | (SxSxS)1/2in.20/CA | 2.25 | Each
4711-34 | CPVCTee | (SxSxS)3/4in.20/CA | 3.9 | Each
4718-12 | CPCV Bushing | 3/4in. x 1/2in.10/CA | 1.95 | Each
47072-12 | CPVC90 | Ell(SxS)1/2in.10/CA | 2.85 | Each
47072-34 | CPVC90 | Ell(SxS)3/4in.10/CA | 3.5 | Each
5-408 | PVCR TrapSch. | 40(SlpxSlp)100/CA | 5.25 | Each
5-409 | PVCR TrapSch. | 40(SlpxSlp)100/CA | 3.9 | Each
5-410 | PVC Trap(S | xS)Mini-P3/4in.100/CA | 2.7 | Each
5-411 | PVC, P Traps (S x S) 1in | 50/CA | 4.1 | Each
5-412 | PVCTraps(SLIP | xSLIP)1/2in.100/CA | 2.1 | Each
5-414 | PVCJ | Trap(SxS)3/4in.100/CA | 3.85 | Each
5-416 | PVC, 1in Pipe Sch. 40 | 20ft | 1.45 | Each
5-321020 | PVC, 45 Ell (H x H) 2in | 50/CA | 3.8 | Each
5-401005 | PVC Tee | (S x S x S) 1/2in. 50/CA | 1.35 | Each
5-401007 | PVC M. tee | 3/4 50/CA | 1.45 | Each
5-401010 | PVC, Tee (S x S x S) 1in |  | 2.7 | Each
5-402007 | PVC Fitting | Tee (SxSxFIPT) 3/450/CA | 1.85 | Each
5-406005 | PVC 90 Ell | (S x S) 1/2in. 50/CA | 1.15 | Each
5-406007 | PVC90 | Ell(SlipxSlip)3/4in50/CA | 1 | Each
5-406010 | PVC, 90 Ell (S x S) 1in. | 50/CA | 1.85 | Each
5-407005 | PVC90 | Ell(SxFIPT)1/2in.50/CA | 1.2 | Each
5-407007 | PVC90 | Ell(SxFIPT)3/4in.50/CA | 1.45 | Each
5-409005 | PVC90 | Ell(SPIGxS)1/2in.50/CA | 2.75 | Each
5-409007 | PVC90 | Ell(SPIGxS)3/4in.50/CA | 3.25 | Each
5-409010 | PVC90 | EllSt.(SPIGxS)1in50/CA | 5.35 | Each
5-410005 | PVC90 | Ell(MIPTxS)1/2in.50/CA | 2 | Each
5-410007 | PVC 90 Str. Eli | (MIPTxSlip) 3/450/CA | 2.5 | Each
5-410010 | PVC90 | Ell(MIPTxS)1in.50/CA | 4 | Each
5-417005 | PVC45 | Ell(SLIPxSLIP)1/2in50/CA | 1.4 | Each
5-417007 | PVC45 | Ell(SlipxSlip)3/4in50/CA | 2.1 | Each
5-429005 | PVCCoupling | (SxS)1/2in. 50/CA | 0.8 | Each
5-429007 | PVCCouplng(SlipxSlip) | 3/4in100/CA | 0.9 | Each
5-429010 | PVCCoupling | (SxS)1in.50/CA | 1.4 | Each
5-435005 | PVCF/Adap | (SxFIPT)1/2in. 50/CA | 1.15 | Each
5-435007 | PVCF/Adap | (SxFIPT)3/4in.50/CA | 1.45 | Each
5-435010 | 1in Female Adapter | 50/CA | 1.55 | Each
5-435101 | PVCF.Red(S | xFIPT)(3/4x1/2)50/CA | 1.8 | Each
5-435102 | PVCF.Red(S | xFIPT)(3/4x1)50/CA | 3.2 | Each
5-436005 | PVCM/Adap(MIPT | xS)1/2in.100/CA | 0.9 | Each
5-436007 | PVCM.Adpt | (MIPTxSlip)3/4in50/CA | 0.95 | Each
5-436010 | PVCM/Adap(MIPT | xS)1in.50/CA | 1.6 | Each
5-436074 | PVC Fitting | M.Red(1/2x3/4)50/CA | 1.55 | Each
5-436101 | PVC M/Reducer | (MIPTxS)(3/4x1/2)50/CA | 1.4 | Each
5-436131 | PVCM.Red | (MIPTxS)(1x3/4)50/CA | 4.8 | Each
5-437101 | PVC Reducer(SPG | xS)(3/4x1/2)50/CA | 1.1 | Each
5-438101 | PVCRed | (SPGXFPT)(3/4x1/2)100/CA | 1.4 | Each
5-447007 | PVC, Cap, Sch. 40 (Slip) | 50/CA | 1.1 | Each
5-448007 | PVC, Cap (FIPT) 3/4in. |  | 6.7 | Each
5-449007 | PVC, Plug (S) 3/4in. | 50/CA | 2.4 | Each
5-450007 | Plug (MIPT) 3/4in. | 100/CA | 3.4 | Each
5-457007 | PVC,Union (S x S), 3/4in | 10/CA | 9.8 | Each
5-474007 | 3/4" PVC, ADAPTER | (INSERT" X SLIP") | 6.75 | Each
510-3400 | PVC, CleanOut Tee, 3/4in | 50/CA | 8.5 | Each
510-D304020 | PVC, 90 Lg SwpEll | (HubxHub)2in 15/CA | 6.6 | Each
6-1 | PVCDrain | PanFit3/4(Slip)50/CA | 15.05 | Each
6-2 | PVCDrain | PanFtg.1inSlip50/CA | 104.55 | Each
6-3 | PVC | Drain Pan Fitting 3/4in | 50.65 | Each
C460-0002 | CPR. Tee CxCxC | O.D. 3/8 I.D. 1/4 | 1.2 | Each
C460-0100 | TEE OD 7/8 ID 3/4 |  | 7.5 | Each
EC-1 | PVC, Flue Cap, PVC | 12/CA | 28.55 | Each
ET75 | Tee | Cond Drain Cleanout20/CA | 14.65 | Each
ET75-KIT | Kit, A/C Easy Tee | 6/CA | 69.5 | Each
ST75 | Svc Tool Kit | Pk of 3 fittings6/CA | 80.65 | Pack
5-401 | PVC3/4in | PipeSch.40, 10ft | 1.1 | Foot
5-407 | 3/4in. PVC Sch. 40-20ft. | Belled End 500ft. Min | 0.95 | Each
5-2002 | PVC3/4in | Pipe200PSI10ft500FT/CA | 1.1 | Each
5-520 | Rubber Elbow, 3/4in. | 50/CA | 3.3 | Each
230-AFB3 | Adjustable Flat Bend | 3 inch10 / pack | 31 | Each
230-AFB3W | SPDCHN, 3in ADJUSTABLE | FLAT BEND WHITE | 31 | Each
230-AFB4 | Adjustable Flat Bend | 4 inch10/PK | 55 | Each
230-AFB4W | Adjustable Flat Bend | 4in Wht 10/CA | 55 | Each
230-BP17W | BASE PAD 17IN(W) | PK OF 2 | 35.7 | Each
230-CP3 | SpeediChannel, | 3in Union Cpl 10/CA | 6.75 | Each
230-CP3B | SpeediChannel,brown | 3in Union Cpl 10/CA | 6.75 | Each
230-CP3W | SPDCHN, 3in UNION | COUPLING WHITE 10/CA | 6.75 | Each
230-CP4 | SpeediChannel, | 4in Union Cpl 10/CA | 14 | Each
230-CP4B | SpeediChannel,brown | 4in Union Cpl 10/CA | 14 | Each
230-CP4W | SpeediChannel, 4in | Union Cpl Wht 10/CA | 14 | Each
230-CP6 | SpeediChannel, | 6in Union Cpl 10/CA | 23 | Each
230-CP6W | SpeediChannel, | 6in Union Cpl, Wht 10/CA | 23 | Each
230-D3 | SpeediChannel, | 3in Ln Set Cvr 6/CA | 59 | Each
230-D3B | SpeediChannel,brown | 3in Ln Set Cvr 6/CA | 59 | Each
230-D3W | SPDCHN, 3in LINE SET | COVER WHITE | 59 | Each
230-D4 | SpeediChannel, | 4in Ln Set Cvr 6/CA | 85 | Each
230-D4B | SpeediChannel,brown | 4in Ln Set Cvr 6/CA | 85 | Each
230-D4W | SPDCHN, 4in Line Set Cvr | Wht 6/CA | 85 | Each
230-D6 | SpeediChannel, | 6in. Channel 5/CA | 120 | Each
230-D6W | SpeediChannel, | 6in. Channel, Wht 5/CA | 120 | Each
230-DC3 | SpeediChannel, 3in Cap | 10/CA | 14 | Each
230-DC3W | SpeediChannel, 3in Cap | White 10/CA | 14 | Each
230-DC4 | SpeediChannel, 4in. Cap | 10/CA | 19 | Each
230-DC4W | SpeediChannel, 4in. Cap | White 10/CA | 19 | Each
230-DC6 | SpeediChannel, 6in Cap | 10/CA | 26.85 | Each
230-DCLIP | SpeediClip, Pk of 50 |  | 33.9 | Pack
230-DCLIP-10 | SpeediClip 11in. CT | Pk of 10 | 16.45 | Pack
230-DE3 | SpeediChannel, | 3in. Duct End 10/CA | 15 | Each
230-DE3B | SpeediChannel,brown | 3in. Duct End 10/CA | 15 | Each
230-DE3W | SpeediChannel, 3in. | Duct End Wht 10/CA | 15 | Each
230-DE4 | SpeediChannel, | 4in. Duct End 10/CA | 19 | Each
230-DE4B | SpeediChannel,brown | 4in. Duct End 10/CA | 19 | Each
230-DE4W | SpeediChannel, 4in | Duct End, White 10/CA | 19 | Each
230-DE6 | SpeediChannel, | 6in Duct End 10/CA | 35 | Each
230-DE6W | SpeediChannel, Wht | 6in Duct End 10/CA | 35 | Each
230-DL16 | Mini-Split DL, 5/8in. ID |  | 190.3 | Each
230-DL16-20 | Mini-Split DL | 5/8in.ID - 20ft | 39.1 | Each
230-DL16-S | DL Smooth Drain Ln,16mm, | 98 ft | 150 | Each
230-DLF16 | Mini-Split DL Adapt. | 16mm | 15 | Pack
230-DLF18 | Mini-Split DL Adapt. | 18mm | 17.2 | Pack
230-DLF20 | Mini-Split DL Adapt. | 20mm | 17.25 | Pack
230-DLF25 | Mini-Split DL Adapt. | 25mm | 137.65 | Pack
230-DLF32 | Mini-Split DL Adapt. | 32mm | 29.25 | Pack
230-DLFY | Mini-Split DL WYE |  | 19.1 | Pack
230-DPPL | Drain Pan, Poly (Large) |  | 188.85 | Each
230-DPPM | Drain Pan, Poly (Medium) |  | 113.55 | Each
230-DSCREW | SpeediChannel, | Scrs, Pk of 100 | 113.4 | Pack
230-EB3 | SPDCHN,3in. | 90Deg.In.Elb10/CA | 18 | Each
230-EB3B | SPDCHN,3in.brown | 90Deg.In.Elb10/CA | 18 | Each
230-EB3W | SPDCHN,3in. 90Deg | In.Elb White 10/CA | 18 | Each
230-EB4 | SPDCHN,4in. | 90Deg.In.Elb.10/CA | 40 | Each
230-EB4B | SPDCHN,4in. 90Deg | In.Elb. Brown 10/CA | 40 | Each
230-EB4W | SPDCHN,4in. 90Deg. | In.Elb. Wht 10/CA | 40 | Each
230-EB6 | SPDCHN,6in. | 90Deg.In.Elb.10/CA | 85 | Each
230-EB6W | SPDCHN,6in. Wht | 90Deg.In.Elb.10/CA | 85 | Each
230-EIN3 | SPDCHN,3in. | 90Deg.OutElb.10/CA | 24.55 | Each
230-EIN3B | SPDCHN,3in.brown | 90Deg.OutElb.10/CA | 24.55 | Each
230-EIN3W | SPDCHN,3in. 90Deg | In.Elb Wht 10/CA | 24.55 | Each
230-EIN4 | SPDCHN,4in. | 90Deg.OutElbow10/CA | 48.4 | Each
230-EIN4B | SPDCHN, 4in 90Deg Out | Elbo Brn | 48.4 | Each
230-EIN4W | SPDCHN,4in. 90Deg. | Out Elbow Wht 10/CA | 48.4 | Each
230-EIN6 | SPDCHN,6in. | 90,OutsideElb.10/CA | 72.6 | Each
230-FB3 | SPDCHN,3in. | 90Deg.FlatBend10/CA | 21 | Each
230-FB3B | SPDCHN,3in.brown | 90Deg.FlatBend10/CA | 21 | Each
230-FB3W | SPDCHN,3in. 90Deg | Flat Bend Wht 10/CA | 21 | Each
230-FB4 | SPDCHN,4in. | 90Deg.FlatBend10/CA | 32 | Each
230-FB4B | SPDCHN,4in.brown | 90Deg.FlatBend10/CA | 35 | Each
230-FB4W | SPDCHN,4in. 90Deg | Flat Bend Wht 10/CA | 35 | Each
230-FB6 | SPDCHN,6in. | 90Deg.FlatBend10/CA | 68.05 | Each
230-FB453 | SPDCHN,3in. | 45Deg.FlatBend10/CA | 22 | Each
230-FB453B | SPDCHN,3in.brown | 45Deg.FlatBend10/CA | 22 | Each
230-FB453W | SPDCHN,3in. | 45Deg.Flat Bnd Wht 10/CA | 22 | Each
230-FB454 | SPDCHN,4in. | 45Deg.FlatBend10/CA | 26 | Each
230-FB454B | SPDCHN,4in. 45Deg | FlatBend Brown 10/CA | 26 | Each
230-FB454W | SPDCHN,4in. | 45Deg.FlatBend Wht 10/CA | 26 | Each
230-FB456 | SPDCHN,6in | 45 Deg Flat Bend | 71.95 | Each
230-FH3-KIT | SPDCHN,3IN | FLEX HOSE KIT | 110 | Each
230-FH3W-KIT | SPDCHN, 3in FLEX HOSE | KIT WHITE | 110 | Each
230-FH4-KIT | SPDCHN, 4IN | FLEX HOSE KIT | 175 | Each
230-FH4-KITW | SPDCHN, 4in | Flex Hose Kit-Wht | 175 | Each
230-FH4W-KIT | SPDCHN, 4IN | FLEX HOSE KIT-WHT | 175 | Each
230-FJ3 | SPDCHN, 3in. Flex Joint | 10/CA | 25.7 | Each
230-FJ3W | SPDCHN, 3in. Flex Joint | White 10/CA | 25.7 | Each
230-FJ4 | SPDCHN, 4in. Flex Joint | 10/CA | 44.15 | Each
230-FR3 | SPDCHN, | 3in. FW Escutcheon 10/CA | 20 | Each
230-FR3W | SPDCHN, 3in | FW Escutcheon Wht 10/CA | 20 | Each
230-FR4 | SPDCHN, | 4in. FW Escutcheon 10/CA | 23.15 | Each
230-FR4W | SPDCHN, 4in | FW Escutcheon Wht 10/CA | 23.15 | Each
230-FR6 | SPDCHN, | 6in. FW Escutcheon 10/CA | 35 | Each
230-FR6W | SPDCHN, 6in FW | Escutcheon Wht 10/CA | 35 | Each
230-IKC3 | SpeediChannel | Fit Kit,3in w/3 | 200 | Each
230-IKC3W | SpeediChannel | Fit Kit,3in w/3 White | 200 | Each
230-IKC4 | SpeediChannel | Fit Kit,4in w/3 | 290 | Each
230-IKC4W | SpeediChannel, 4in | Installation Kit Wht | 290 | Each
230-INJ462 | SpeediChannel Roof Inlet | 10" | 315 | Each
230-INJ465A | Alum - Roof Inlet 5"x5" |  | 480 | Each
230-LFB3 | SPDCHN,3in. | 90Deg.LRBend10/CA | 27 | Each
230-LFB3B | SPDCHN,3in. | 90Deg.LRBend Brown 10/CA | 27 | Each
230-LFB3W | SPDCHN, 3in. 90deg | LNG BND WHT | 27 | Each
230-LFB4 | SPDCHN,4in. | 90Deg.LRBend10/CA | 29 | Each
230-LFB4B | SPDCHN,4in.90Deg. | LRBend Brown 10/CA | 29 | Each
230-LFB4W | SPDCHN 4in 90Deg Lng | Bnd Wht 10/CA | 29 | Each
230-LFB6 | 6":90 DEG LONG RADIUS | BEND (QUICK SLING) | 82.6 | Each
230-PFB3 | SpeediChannel | Universal Elbow | 21 | Each
230-SF3 | Soffit Fitting, 3in. | 10/CA | 40 | Each
230-SF3W | SPDCHN, 3in SOFFIT | FITTING WHITE | 40 | Each
230-SF4 | Soffit Fitting, 4in. | 10/CA | 60 | Each
230-SF4W | SpeediChannel 4in | Soffit Fitting Wht 10/CA | 60 | Each
230-TC34 | SPDCHN,(3X4) | Red.Coupling10/CA | 39 | Each
230-TC34W | SPDCHN,(3X4) Red. | Coupling Wht 10/CA | 39 | Each
230-TC46 | SPDCHN,(4 | x6)Red.Coupling10/CA | 51.25 | Each
230-TJ4 | SPDCHN, 4in. T-Joint | 10/CA | 27.55 | Each
230-TJ4B | SPDCHN, 4in. T-Joint Brn | 10/CA | 27.55 | Each
230-TJ4W | SPDCHN, 4in. T-Joint | White 10/CA | 27.55 | Each
230-TJ6 | SPDCHN, 6in. T-Joint | 10/CA | 149.6 | Each
230-WC3 | SPDCHN,3in. | WallPenetr.Cvr.10/CA | 29 | Each
230-WC3B | SPDCHN,3in.brown | WallPenetr.Cvr.10/CA | 29 | Each
230-WC3W | SPDCHN,3in. WALL | PEN COVER WHITE 10/CA | 29 | Each
230-WC4 | SpeediChannel, | 4in Wall Pene. 10/CA | 46 | Each
230-WC4B | SPDCHN,4in.brown | WallPenetr.Cvr.10/CA | 46 | Each
230-WC4W | SPDCHN 4in Wall Pen Cvr | Wht 10/CA | 46 | Each
230-WC6 | SPDCHN,6in | WallPenetr.Cover10/CA | 89 | Each
230-WC6W | SPDCHN,6in Wall | Penetr.Cover Wht 10/CA | 89 | Each
230-WR3 | SPDCHN,3in. | WallEscutcheon10/CA | 23 | Each
230-WR3W | SPDCHN,3in. | Cap White 10/CA | 23 | Each
230-WR4 | SPDCHN,4in. | WallEscutcheon10/CA | 32 | Each
230-WR4W | SPDCHN,4in | WallEscutcheon Wht 10/CA | 32 | Each
230-WR6 | SPDCHN,6in. | WallEscutcheon10/CA | 35.2 | Each
230-WS2 | SPDCHN,2-1/2in. | WallSleeve10/CA | 14.5 | Each
EG-CP3W | 3" Union Coupling |  | 9.35 | Each
EG-CP4W | 4" Union Coupling |  | 10.75 | Each
EG-D3W | 3" EasyGuard | 6-1/2' long | 49 | Each
EG-D4W | 4" EasyGuard | 6-1/2' long | 59.95 | Each
EG-DE3W | 3" Duct End |  | 20.55 | Each
EG-DE4W | 4" Duct End |  | 28.45 | Each
EG-EB3W | 3" 90 Deg Inside Elbow |  | 21.35 | Each
EG-EB4W | 4" 90 Deg Inside Elbow |  | 26.7 | Each
EG-EIN3W | 3" 90 Deg Outside Elbow |  | 21.35 | Each
EG-EIN4W | 4" 90 Deg Outside Elbow |  | 26.7 | Each
EG-FB3W | 3" Flat Bend |  | 20.05 | Each
EG-FB4W | 4" Flat Bend |  | 22.7 | Each
EG-FH3W | 3" Flex Hose | Connection Kit | 80 | Each
EG-FH4W | 4" Flex Hose | Connection Kit | 137.55 | Each
EG-TC34W | 3" x 4" Reducer Coupling |  | 29.4 | Each
EG-TJ3W | 3" T-Joint |  | 26.7 | Each
EG-TJ4W | 4" T-Joint |  | 29.35 | Each
EG-WC3W | 3" Union Coupling |  | 20.05 | Each
EG-WC4W | 4" Union Coupling |  | 21.35 | Each
117U4061 | FF10GX Start Relay |  | 13.15 | Each
117U6020 | SC12CLX.2-1 Relay |  | 17.5 | Each
22224 | 24in Thermocouple with | Fitting | 9.85 | Each
22236 | 34in Thermocouple with | Fitting | 9.85 | Each
50696 | NO LONGER AVAILABLE | Motor & Bracket Assy | 0 | Each
544-342-24 | Flexible Averaging Duct | Sensor | 279.95 | Each
9105-RA4 | Coil Type HM2 | UL 110-120V 60Hz | 56 | Each
A52008 | Sand Screen 1 1/2" x 2 | Yard Roll | 10.65 | Each
A60012 | Anti-Wind Break Fits | 1/2 in. Dia Shafts | 61.65 | Each
A60042 | 5"Dia Direct Drive Blwr | Motor Mounting Braket | 25.4 | Each
A60047K | Rubber Grommet Kit | Small | 12.65 | Each
A60048 | 5 5/8" Motor Mounting | Bracket | 25.35 | Each
A60049K | Rubber Grommet Kit YR |  | 18.15 | Each
A60804 | AL 5 Blade 8in DIA 1/4 | Bore CW | 14.3 | Each
A60814 | AL 5 Blade 8in DIA 1/4 | Bore CCW | 14.6 | Each
A61000 | Rainshield / Fan Canopy |  | 7.35 | Each
A61056 | Rainshield / Fan Canopy |  | 8.3 | Each
A61205 | Alumn. Fan Blade w/Hubs | 12" Dia 5/16" Bore CW | 27 | Each
A61215 | Alumn. Fan Blade w/Hubs | 12" Dia 5/16" Bore CCW | 32.55 | Each
A61308K | 1/4" Dia. 4-1/2" Long | Shaft Extension Kit | 15.8 | Each
A61310K | 5/16" Dia. 4.5" Long | Shaft Extension Kit | 14.6 | Each
A61323 | 10" Dia. 5 Blade 30 Deg | CCW Fan Blade | 11.5 | Each
A61405 | Aluminum Fan Blade w/ | Hubs 14"Dia, 5/16" Bore | 29.4 | Each
A61469 | 6" Dia. 4 Blade CW | Fan Blade 3/16" Bore | 12.65 | Each
A61470 | Aluminum Fan Blade, 4 | Blade 6"Dia CW 1/4"Bore | 9.95 | Each
A61473 | Alumn. Fan Blade, 4Blade | 5-1/2"Dia 1/4"Bore CW | 8.7 | Each
A61475K | 1/2"Dia Shaft Extension | Kit 4-1/21" Long | 22.05 | Each
A61501 | Plastic Fan Blade 5" Dia | CW, 5 Blade | 4.75 | Each
A61504 | 5" Dia. 5 Blade CCW | Hub has 3/16" Bore | 3.85 | Each
A61601 | PLASTIC FAN BLADE |  | 7.8 | Each
A61650 | 6-1/2"Dia Plastic Fan | Blade CW 5 Blade | 6.25 | Each
A61660 | 6-5/8"Dia Plastic Fan | Blade CW 5 Blade | 6.25 | Each
A61698K | Torsion Flex Mounting | Bracket Kit, Rheem | 27.75 | Each
A63106 | 15,000 OHM Resistor | 2Watts 10/Pk | 20.15 | Each
A64455 | 5-1/2"Dia 5 Alumn Fan | Blade 3/16"Bore CCW | 9.05 | Each
A64550 | 5-1/2" Dia Alumn. Fan | Blade, 4 Blade 3/16"Bore | 8.55 | Each
A65048BW | Blower Wheel Replaces | Carrier LA11XA048 | 31.4 | Each
A65504 | 5-1/2"Dia Alum Fan Blade | 1/4"Bore CW 5 Blade | 12.5 | Each
A65515 | 5-1/2"Dia 5 Blade Alumn. | Fan CCW 1/4"Bore | 9.4 | Each
A65569FB | Mixed Flow Cooling Fan | 3 5/16"Dia 5/16"Bore CCW | 3.5 | Each
A67804K | VIBRATOR INSULATOR 4PK |  | 31.2 | Each
A67805K | VIBRATOR INSULATOR |  | 29.25 | Each
A76000 | Rubber Capacitor Boot | 1 Hole on End | 15.05 | Each
A76001 | Oval Rubber Cap Boot | 1 Hole | 10.55 | Each
A80082K | Shaft Adapter 5Pk 1in | Long | 25.35 | Each
A80293 | 5.5"Dia 3 Short Lug Brkt | Bolt Circle 6 7/8-8 1/8" | 14.25 | Each
A80427K | 1/4"-5/16" Shaft Adapter | 5/Pk 1" Long | 28.55 | Each
A80513K | 5/16"-3/8" Shaft Adapter | 5/Pk 1" Long | 25.05 | Each
A89000 | HUB PULLER |  | 82.05 | Each
ABG036KACS | LG Compressor 36000BTU |  | 1671.75 | Each
APG031KACS | R410A LG Scroll | Compressor 30500BTU | 1561.55 | Each
ATK-1 | Acid Test Kit, 1.7 oz. |  | 29 | Each
ATK-1P | Acid Test Kit, | POE Oil,1.7oz. | 30.6 | Each
ATK-4 | Acid Test Kit | 4/CA | 74.55 | Each
BNT-1 | LD, Bubble-N-Trouble | FP 1Gal 4/CA | 60.35 | Each
BNT-32 | Leak Det. | Bubble-N-Trouble3212/CA | 46.45 | Each
BW11046 | Blower Wheel Replaces | Carrier LA11XA046 | 32.55 | Each
BW16025 | 5-13/64" Dia Gal. Steel | Blower Wheel 5/16"Bore | 33 | Each
BW16043 | 3-13/16"Dia Single Inlet | Blower 5/16"Bore CW | 36.5 | Each
BW16046 | 4 1/4" Dia 2" Wide @ | Hub Blower Wheel | 36.1 | Each
BW16047 | 4 1/4" Dia Single Inlet | Blwr Wheel 5/16"Bore CCW | 58.25 | Each
BW16141 | Blower Wheel |  | 58.5 | Each
BW16160 | 4-17/32" Dia Gal. Steel | Blower Wheel 5/16"Bore | 81 | Each
BW16161 | 4 7/32"Dia Single Inlet | Blower Wheel | 77.25 | Each
BW16548 | Blower Wheel Replaces | Carrier LA21RB548 | 43.45 | Each
BW16549 | Blower Wheel Replaces | Carrier LA21RB549 | 32.35 | Each
BW26011 | 4-27/32"Dia Double Inlet | Blower Wheel 1/2"B, CW | 56.55 | Each
CG-AER | Clear Coil Guard | Aero 20oz12/CA | 52.15 | Each
CGB-AER | Blue Coil Guard | Aero 20oz12/CA | 52.1 | Each
CLL-1 | Thread Seal | PRO-TITE1-1/3oz12/CA | 22.05 | Each
CLL-4 | Sealant | ThreadPro-Tite4oz12/CA | 23.65 | Each
COOLWELD-32 | Heat Barrier | Cool-Weld32oz12/CA | 36 | Each
DUCT-FRESH-8 | Duct Treat | Duct-Fresh Gel 8oz12/CA | 40.2 | Each
DUCT-FRESH-16 | Duct Treat | Duct-Fresh Gel 16oz 8/CA | 41.75 | Each
DUCT-FRESH-32 | ONDuct-Fresh | Spray1Quart12/CA | 58.6 | Each
EBM0207 | EBM-PAPST 12" ECM Unit | Cooler Fan Assembly | 322.45 | Each
EBM9137 | EBM-PAPST 200mm ESM Fan | 230V | 180.35 | Each
EBM9538 | 8" ECM Fan Assembly | Replaces Bohn | 207.05 | Each
EBM10847 | Hill Phoenix Harness for | EBM Fan | 20.25 | Each
EBM10910 | Kysor Warren Harness for | EBM-PAPST Fan | 32.95 | Each
EBM600003 | Nano ESM Programmer | for EMB-PAPST Motors | 206.05 | Each
FF75 | Switcheroo HVAC Door | Switch Depressor | 22.85 | Each
H60765804 | Hub, With 1/2" Dia. Bore |  | 9.15 | Each
HP-SKDP-20 | HPSpill | KillF/ODeo20oz12/CA | 0.15 | Each
HP-SKDS-16 | HPSpill | KillF/SDeo16oz12/CA | 22.05 | Each
L02694112 | 12-1/4"Dia Blower Wheel | Double Inlet 1/2"Bore | 257.3 | Each
L02895743 | 6-5/16"Dia Blower Wheel | Single Inlet 1/2"Bore | 98.55 | Each
L02895744 | 6-5/16"Dia Blower Wheel | Single Inlet 1/2"Bore | 62.4 | Each
L02895758 | 5-3/4"Dia Blower Wheel | Single Inlet 1/2"Bore | 88.95 | Each
L02895805 | LAU BLOWER WHEEL, YR |  | 126.15 | Each
L02895808 | LAU BLOWER WHEEL, YR |  | 113.45 | Each
L60765805 | LAU HUB 5/8 BORE |  | 24.95 | Each
L61017601 | 28"Dia 4-Blade Fixed Hub | Propeller 25Deg Pitch CW | 192.95 | Each
P8S | Auxiliary Switch for | Contactor 50-60A, SPDT | 22 | Each
P9S | Auxiliary Switch for | Contactor 70-80A, SPDT | 18.5 | Each
PBK70H | Type B Single Groove | Brushed Sheave, 6.75"OD | 35.65 | Each
PH34 | 3/4 ID Pulley Bushing |  | 13.2 | Each
PLF230HA | Auto Reset Rollout Limit | Switch | 11.5 | Each
PLP75100 | Low Pressure Control | SPTS | 26.05 | Each
PLV4012 | 4" OD x 1/2" ID Pulley |  | 19.7 | Each
PRL260 | Reset Rollout Limit | Switch Out 260 In Manual | 8.15 | Each
PRL350 | Reset Rollout Limit | Switch Out 350 In Manual | 8.2 | Each
PRO-BUBBLE-32 | Pro-Bubble | Leak Detector 32 oz12/CA | 35.35 | Each
PS000 | Field Adjustable Switch |  | 48.7 | Each
PS221 | Fixed Set Point Switch | Kit, W | 60.2 | Each
PS222 | Field Ajustable Switch | Kit SPDT | 65.45 | Each
PS415 | Field Adjustable Switch | Kit | 77.05 | Each
PS495 | Adjustable Pressure | Switch Kit | 64.05 | Each
PS498 | Adjustable Pressure | Switch Kit | 61.75 | Each
PTD102 | Delay on Make Relay, 10 | Min Adjust. 18-240V | 12 | Each
PVL3412 | 3.15" DIA. 1/2" Bore | Pulley | 19.4 | Each
PVL4012 | 3.75" DIA. 1/2" Bore | Variable Pitch Pulley | 24.65 | Each
PVP3412 | 3.15" DIA. 1/2" Bore | VP Pulley | 20 | Each
R52401 | 24"Dia. 5 Blade 27 Deg | CW Fan Blade | 123.45 | Each
RBW10102 | 10-3/4" Single Inlet Bwr | Wheel 1/2"Bore CCW | 167.05 | Each
RBW40123 | 4-13/16" Dia Blower | Wheel 5/16" Bore CW | 112.85 | Each
RBW50130 | 5-3/4" Dia Blower | Wheel 5/16" Bore CW | 110.05 | Each
RBW50200 | 5-1/4"Dia Double Inlet | Blwr Wheel 1/2" Bore CW | 105.05 | Each
RBW50205 | 5-1/4" Dia Blower | Wheel 1/2" Bore CCW | 105 | Each
RBW90110 | 9-1/8"Dia Single Inlet | Blwr Wheel 5/8" Bore CCW | 172 | Each
RLF-8 | Radiant Leak Finder | 8oz12/CA | 18.8 | Each
SQA038KAZ | R22/R407C LG Scroll | Compressor 37000BTU | 1121 | Each
SRA053KAZ | R22/R407C Scroll | Compressor 208/230-1-60 | 1587.7 | Each
SUPER-KOOL | Ice Mach. | Super-Kool 1Gal4/CA | 110.85 | Each
SUPER-KOOL-16 | Ice Mach. | Super-Kool 16oz.12/CA | 33.6 | Each
TR001 | Bracket to Adapt 48F Mtr | to Trane Cap-Can Mtr Mnt | 16.05 | Each
ACID-ELIM | ACID ELIMINATOR 4 OZ | PLASTIC BOTTLE 12/CA | 65.5 | Each
PRO-THAW | Liquid Dryer | Pro-Thaw4 oz.12/CA | 19.85 | 12CA
315-20 | AdhesiveSure | StickSpray12oz12/CA | 24.15 | Each
325-12 | Cleaner, Glass |  | 16.95 | Each
362-16 | Contact Cleaner | CBC II10 oz.12/CA | 57.75 | Each
641-14 | Drain Pan Patch | Pan-Kote14oz12/CA | 32.5 | Each
357-20 | NO LONGER AVAILABLE | Saf-N-Kleen18oz 12/CA | 0 | Each
358-20 | Coil Cleaner, | Foam-Plus 19oz 12/CA | 18.55 | Each
ECO-COIL | Coil Cleaner, | Eco-Coil, 1 Gal 4/CA | 70.9 | Each
ECO-COIL-32 | COIL CLEANER, ECO-COIL | 32oz, 12/CA | 24.8 | Each
ECO-COIL-AER | COIL CLEANER, PRO-ECO | AEROSOL CAN, 19oz, 6/CA | 31.25 | EA
PRO-BLUE | Coil Cleaner, | Pro-Blue, 1 Gal 4/CA | 65.6 | Each
PRO-BLUE-1SHOT | Pro-Blue 1 Shot Coil | Cleaner 4oz | 13 | Each
PRO-BLUE-4X | Pro-Blue Coil Cleaner, | 4x Concentrated 32oz | 29 | Each
PRO-BLUE-32 | Coil Cleaner, | Pro-Blue, 32oz 12/CA | 17.35 | Each
PRO-BLUE-AER | COIL CLEANER, PRO-BLUE | AEROSOL CAN, 19oz, 6/CA | 30.25 | EA
PRO-BROWN | COIL CLEANER PRO-BROWN | 1 Gal 4/CA | 85.15 | Each
PRO-BROWN-AER | COIL CLEANER, PRO-BROWN | AEROSOL CAN, 19oz, 6/CA | 19.4 | EA
PRO-GREEN | Coil Cleaner, | Pro-Green, 1 GL 4/CA | 67.6 | Each
PRO-GREEN-1SHOT | Pro-Green 1 Shot Coil | Cleaner 4oz | 16.1 | Each
PRO-GREEN-4X | Pro-Green Coil Cleaner, | 4x Concentrated 32oz | 29.05 | Each
PRO-GREEN-5 | Coil Cleaner, | Pro-Green, 5 GL | 190.55 | Each
PRO-GREEN-32 | NO LONGER AVAILABLE | Pro-Green, 32oz 12/CA | 0 | Each
PRO-GREEN-AER | COIL CLEANER, PRO-GREEN | AEROSOL CAN, 19oz, 6/CA | 27.8 | EA
PRO-KLEEN | Acid Coil Clnr, | Pro-Kleen,1 Gal | 54.4 | Each
PRO-RED+32 | Coil Cleaner, | Pro-Red Plus32oz 12/CA | 32.1 | Each
PRO-RED+ | Coil Cleaner, | Pro-Red Plus1GL 4/CA | 67 | Each
PRO-RED+AER | COIL CLEANER, PRO-RED+ | AEROSOL CAN, 19oz, 6/CA | 19.4 | EA
PRO-RED-1SHOT | Pro-Red 1 Shot Coil | Cleaner 4oz | 11.35 | Each
PRO-RED-4X | Pro-Red Coil Cleaner, | 4x Concentrated 32oz | 32 | Each
PRO-YELLOW | Coil Cleaner, | Pro-Yellow1 Gal 4/CA | 50.7 | Each
PRO-YELLOW-AER | COIL CLEANER, PRO-YELLOW | AEROSOL CAN, 19oz, 6/CA | 18.35 | EA
TRIPLE-D | Coil Cleaner, | Triple-D, 1 Gal 4/CA | 89.6 | Each
TRIPLE-D-1SHOT | Triple-D 1 Shot Coil | Cleaner 4oz | 9.05 | Each
TRIPLE-D-4X | Triple-D Coil Cleaner, | 4x Concentrated 32oz | 42.05 | Each
TRIPLE-D-32 | COIL CLEANER TRIPLE-D | 32oz | 80.55 | Each
TRIPLE-D-AER | Coil Cleaner,Triple-D, | 19oz12/CA(Aerosol) | 28.35 | Each
TRIPLE-D-AER-6 | TRIPLE D | AEROSOL CAN, 19oz, 6/CA | 31.2 | EA
TRIPLE-D-FC | Coil Cleaner, | Triple-D,1Ga,Can 4/CA | 99.25 | Each
TRIPLE-D-GRAN | Coil Cleaner, | TRIPLE-D 1LB 12/CA | 33.2 | Each
TRIPLE-D-RTU | Coil Cleaner, | Triple-D, 1 Qt 12/CA | 44.85 | Each
TRIPLE-D-RTU-FC | Coil Cleaner, | Triple-D, 1 Qt 12/CA | 23.5 | Each
EG-5 | Glycols,ProTek | EG,5Gal5GL/Pail | 0 | Each
EG-55 | Glycols,ProTek | EG,55Gal55GL/Drum | 0 | Each
PG-100 | Glycols, | ProTek-100, 1 Gal 4/CA | 0 | Each
PG-100-5 | Glycols,ProTek-100, | 5Gal5GL/Pail | 0 | Each
PG-100-55 | Glycols,ProTek-100, | 55Gal55GL/Drum | 0 | Each
PG-BG | Glycols, | ProTek-BG, 1 Gal 4/CA | 0 | Each
PG-BG-5 | Glycols, | ProTek-BG, 5 Gal | 0 | Each
PG-BG-55 | Glycols, | ProTek-BG, 55 Gal | 0 | Each
PG-PLUS | Glycols, | ProTek-Plus, 1 Gal 4/CA | 0 | Each
PG-PLUS-5 | Glycols,ProTek-Plus, | 5Gal5GL/Pail | 0 | Each
PG-PLUS-55 | Glycols,ProTek-Plus, | 55Gal55GL/Drum | 0 | Each
SCM-140-05 | Glycols, | ProTek PG 5050,5 Gal | 0 | Each
D-SCALE | SYSTEM CLEANER, D'SCALE | 1 GAL. 4/CA | 52 | 4CA
FLOW-PLUS-6 | PT, Flow-Plus | 6oz Clamshells 12/CA | 89.85 | Each
FLOW-PLUS-10 | PT, Flow-Plus | 10oz. Tubs | 91.1 | Each
FLOW-PLUS-25 | PT, Flow-Plus | 25 Tabs/Jar 12/CA | 96.7 | Each
FLOW-PLUS-125 | PT, Flow-Plus | 1.25lb. Tubs 8/CA | 175.55 | Each
FLOW-PLUS-200 | PTFlow-Plus | 200Tabs/Jar4/CA | 1170.15 | Each
FLOW-PLUS-CP | PTFlow-Plus | CP6tab/Clm36/CA | 49.55 | Each
PANPATCH | PS, Pan-Patch, 1 Gal | 4/CA | 381.85 | Each
PANPATCH-BAG | PS, Pan-Patch, Bag | 10/CA | 74.1 | Each
PROTREAT-151 | NOT FOR SALE IN CANADA | PT151 100Tab/Jar12/CA | 145.45 | Each
PROTREAT-152 | PTPro-Treat | 15212Tab/Jar6/CA | 206.95 | Each
PROTREAT-161 | PT, Pro-Treat 161 | 100Tab/Jar 12/CA | 41.4 | Each
PROTREAT-200 | PT, Pro-Treat 200 | 200Tab/Jar 12/CA | 63.7 | Each
PROTREAT-217 | PT Pro-Treat | 217 200Tab/Jar12/CA | 46.95 | Each
PROTREAT-350 | PT Pro-Treat | 350 100Tab/Jar24/CA | 35.85 | Each
PS-01 | PT,Pro-Treat Strip, | 1 to 2 T | 96.15 | Each
PS-03 | PT,Pro-Treat Strip, | 3 to 5 T | 75.35 | Each
PS-07 | PT,Pro-Treat Strip, | 7 to 12 T | 51.25 | Each
PS-20 | PT,Pro-Treat Strip, | 20 to 25 T 1 Strip/Pack | 51.65 | Each
PS-40 | PT,Pro-Treat Strip, | 40 to 50 T 1 Strip/Pack | 94.25 | Each
PS-075 | PT,Pro-Treat Strip, | Up to 3/4 T | 54.6 | Each
PT-153 | PT, Pro-Treat 153 | 24/CA | 17.35 | Each
SANI-CND | NOT FOR SALE IN CANADA | Sani C-N-D, 1GL 4/CA | 76.35 | Each
SANI-CND-32 | NOT FOR SALE IN CANADA | Sani CND Disinfectant 32 | 21.4 | Each
PF-08 | Pro-Flush | Flush Solvent 8oz6/CA | 123.5 | Each
PF-16 | Pro-Flush | Flush Solvent16oz6/CA | 236.5 | Each
PF-ADAPTER | ProFlushLine Adapter | Fits3/8,3/4,42559in | 78.85 | Each
PF-IGUN | Pro-Flush | Replcmnt Inj. Tool | 78.35 | Each
PF-IHOSE | Pro-Flush 2ft | Replcmnt hose | 43.25 | Each
PF-KIT | Pro-Flush, Kit W/Hose | 3/CA | 387.6 | Each
3WF-01 | RO, Pro-Lube MO,ISO32 | 1Gal. 4/CA | 79.15 | Each
4WF-01 | ROPro-LubeMOISO68 | 1Gal.4/CA | 78.1 | Each
POE68-32 | ROPro-Lube-POE | 1Qt.Can12/CA | 101.85 | Each
VP68-01 | VPO | Pro-Lube-VAC 1 Gal.4/CA | 98.6 | Each
VP68-32 | VPO, Pro-Lube-VAC 1 Qt. | 12/CA | 44.8 | Each
MSA-45 | AF,Adap,Brs1/4in M.Flare |  | 41.8 | Each
VA-3-346 | AF | 3Way S/T3/16 ODPk of 6 | 28.2 | Pack
VA-34 | AF | S/S 3/16in ODS Pk of 6 | 39.3 | Pack
VA-46 | AF | S/S1/4in OD.S Pk of 6 | 17.95 | Pack
VA-68 | AF | S/S 3/8in ODS Pk of 6 | 42.4 | Pack
VAU-24 | AF | H/U 1/8in MPT Pk of 6 | 45 | Pack
VAU-45 | AF | H/U 1/4in MPT Pk of 6 | 44.2 | Pack
VAU-45B | AF, Half Union 1/4in | 100/CA | 4.7 | Each
VAX-2 | Access Ftng. | 1/8in ExtPk of 6 | 40.6 | Pack
VAX-2B | AF, Extended | CPR. Tube, 1/8in 100/CA | 6.8 | Each
VAX-3 | Access Ftng. | 3/16in ExtPk of 6 | 41.35 | Pack
VAX-3B | AF, Extended | CPR. Tube, 3/16in 100/CA | 7.15 | Each
VAX-4 | Access Ftng. | 1/4in ExtPk of 6 | 44 | Pack
VAX-4B | AF, Extended | CPR. Tube, 1/4in 100/CA | 7.7 | Each
VAX-5 | AF, 5/16ODx1/4ID, Pk 3 |  | 28.55 | Pack
VAX-6 | Access Ftng. | 3/8in ExtPk of 3 | 28.85 | Pack
VAX-6B | AF, ExtendedCPR. | Tube,3/8in100/CA(Bulk) | 6.05 | Each
VAX-8 | AF | Extended CPR1/2 ODPk 3 | 49.55 | Pack
VC-4 | Access Ftng. | FC 1/4Pk of 12 | 31.75 | Pack
VC-4R | Access Ftng, | FC w/Core,Pk of 12 | 57 | Pack
VS-4 | AF | SwNut w/Dep1/4 FFPk of 6 | 110.45 | Pack
VST-4 | Access Ftng, | Swivl Nut, Pk of 3 | 63.05 | Pack
VST-4X | AF Sw Nut | w/No Dep42373Pk of 3 | 57 | Pack
VST-44 | Access Ftng. | Swiv.Tee Pk of 3 | 80 | Pack
VST-44B | AF, S/T w/Perm Dep 1/4in | 100/CA (Bulk) | 22 | Each
VST-44X | AF | MxF Swivel 1/4in Pk of 3 | 74.15 | Pack
VTR-24 | AF | Thred Te1/8in MPTPk of 3 | 58 | Pack
VTS-10 | AF, S/T, 5/8in OD, Pk 1 |  | 45.55 | Pack
VTS-12 | AF, S/T,3/4in OD,Pk of 1 |  | 44.75 | Pack
VTS-14 | AF, S/T, 7/8in OD |  | 47.65 | Pack
VTS-46 | AF | S/T 1/4in ODS Pk of 3 | 44.05 | Pack
VTS-56 | AF | S/T 5/16in OD Pk of 3 | 60.4 | Pack
VTS-68 | Access Ftng, | ST, 3/8in,Pk of 3 | 60 | Pack
VTS-810 | AF | S/T 1/2in ODS Pk of 3 | 57.45 | Pack
CH-196 | CH,Rnd,240v,40w,26-5/8MG |  | 40.55 | Each
CH-196-2 | CH,Oval,120v, 6in.Scroll |  | 40.65 | Each
CH-202-3 | Compressor Heater | Round 480V | 44.55 | Each
CH-280 | Compressor Heater | Round 240V | 35.5 | Each
19400 | 1/2 in. EMT 1 Hole Strap | 100/CA | 0.4 | Each
19401 | 3/4in. EMT 1 Hole Strap | 100/CA | 0.6 | Each
19402 | 1in. EMT 1 Hole Strap | 50/CA | 0.65 | Each
19490 | 1/2in PVC Pipe Strap | 100/CA | 1.05 | Each
19492 | 3/4in PVC Pipe Strap | 100/CA | 0.85 | Each
19494 | 2 HOLE PVC PIPE STRAPS | 100/CA | 1.7 | Each
19498 | 1-1/2in PVC Pipe Strap | 50/CA | 2.6 | Each
19500 | 2in PVC Pipe Strap | 50/CA | 3 | Each
538-1-1/8 | CushionClamp - 1-1/8 in. | 10/CA | 22.05 | Each
538-1-3/8 | CushionClamp - 1-3/8 in. | 10/CA | 19.55 | Each
538-1-5/8 | Cushion Clamp, 1-5/8 in. | 10/CA | 41.65 | Each
538-1/2 | Cushion Clamp - 1/2 in. | 25/CA | 18.1 | Each
538-1/4 | Cushion Clamp - 1/4 in. | 25/CA | 8.9 | Each
538-2-1/8 | Cushion Clamp, 2-1/8 in. | 10/CA | 40.25 | Each
538-2-5/8 | Cushion Clamp, 2-5/8" | 66.7mm 10/CA | 87.95 | Each
538-3-1/8 | CushionClamp - 3-1/8 in. | 10/CA | 39.2 | Each
538-3/4 | Cushion Clamp - 3/4 in. | 25/CA | 17.9 | Each
538-3/8 | Cushion Clamp - 3/8 in. | 25/CA | 16.75 | Each
538-4-1/8 | Cushion Clamp - 4-1/8 in | 10/CA | 38.1 | Each
538-5/8 | Cushion Clamp - 5/8 in. | 25/CA | 20.55 | Each
538-7/8 | Cushion Clamp - 7/8 in. | 25/CA | 20.2 | Each
5382 | Nylon cable clamp | 48/pk | 12.1 | Each
5383 | Cable Clamp,Nylon, | 3/8in I.D. 41/Pk | 11.25 | Each
DAD032 | Drier, L/L, | WLD-032 Flare,1/4in | 33.4 | Each
DAD032S | Drier, L/L, | WLD-032 Swt.1/4in. | 38.65 | Each
DAD052 | Drier | L/LWLD-052 Flare1/4in. | 41.6 | Each
DAD052S | Drier, L/L, | WLD-052 Swt, 1/4in | 41.85 | Each
DAD053S | Drier, L/L, | WLD-053 Swt, 3/8in | 26.95 | Each
DAD082 | Drier, L/L, | WLD-082 Flare,1/4in | 60.05 | Each
DAD082S | Drier, L/L, | WLD-082 Swt, 1/4in | 61.8 | Each
DAD083S | Drier, L/L, | Wld-083 Sweat 3/8 | 49.75 | Each
DAD084S | Drier, L/L, | WLD-084 Swt, 1/2in | 73.85 | Each
DAD163 | Drier, L/L, | WLD-163 Flare,3/8in | 71.5 | Each
DAD163S | Drier | Liq.LWld-163 Sweat 3/8 | 70.6 | Each
DAD164S | Drier, L/L, | WLD-164 Swt, 1/2in | 76 | Each
DAD303 | Drier, L/L, | WLD-303 Flare,3/8in | 107.65 | Each
DAD303S | Drier, L/L, | WLD-303 Swt, 3/8 | 147.95 | Each
DAD304S | Drier, L/L, | WLD-304 Swt.1/2in. | 135.75 | Each
DAD305 | Drier, L/L, | WLD-305 flare, 5/8 | 120.25 | Each
DBF083S | Drier | B/F V2A-083 Swt 3/8in | 70.5 | Each
DBF084S | Drier | B/F V2A-084 Swt 1/2in | 75.35 | Each
DBF163 | Drier, Bi Flo | V2A-163 Flare, 3/8" | 151.65 | Each
DBF163S | Drier | Bi FloV2A-163 Sweat 3/8 | 121.05 | Each
DBF164S | Drier | B/F V2A-164 Swt 1/2in | 137.2 | Each
DBF165S | Drier | B/F V2A-165S Swt5/8in | 152.4 | Each
DPSG-2S | Sight Glass | LDE-2-SSwt1/4in | 67.75 | Each
DPSG-3MF | Sight Glass | LDE-3-MFM/F3/8in | 62.85 | Each
DPSG-3S | Drier | Site GlasLDE-3-S Swt3/8 | 46.5 | Each
DPSG-4MF | Sight Glass | LDE-4-MFM/F1/2in | 69.7 | Each
DSLD13-5SVHH | Drier | S/L AL-24-55C Swt 5/8 | 150.75 | Each
DSLD13-6SVHH | Drier | S/LAL-30-6SC Swt3/4in | 145.9 | Each
DSLD27-7SVHH | Drier | S/LAL-30-7SC Swt7/8in | 309.7 | Each
DSLD27-9SVHH | Drier | L/LAL-44-9SC Swt39448 | 241.05 | Each
DSLD54-11SVHH | DRIER | S/L AL-75-11SC SWT 1 3/8 | 367.1 | Each
DSS-SLD306SV | Drier | S/LVSD-6 and S Swt42433 | 96.45 | Each
DX-3 | Drier | U/C/S (1/4x1/4x3/4)24/CA | 6.2 | Each
DX-4 | Drier | Unv Spun CPR 1in DIA | 15.65 | Each
DX-4B | Drier, Step Down, Bulk | 50/CA | 8 | Each
DXA-5 | Drier | Universal1/4x1/41in Di | 26.95 | Each
DXA-5B | DrierUnv | SpunCPR1inChargng25/CA | 10.3 | Each
D406K0250B3B6 | Lineset,1/2TR,3/8S,1/4L | 25FT | 0 | Each
D408K0500B6 | Lineset,1/2TR,1/2S,1/4L, | 50FT,NF | 0 | Each
D410K0250B3B6 | Lineset,1/2TR,5/8S,1/4L | 25FT | 0 | Each
D40620250B3B6 | Line Set | -25ft, 1/2, 3/8, 1/4 | 0 | Each
D40620350B3B6 | Line Set | 35ft,1/2W,3/8 SL,1/4L | 0 | Each
D40620500B3B6 | Line Set | 50ft,1/2W,3/8SL,1/4LL | 0 | Each
D40680250B3B6 | MinSplit25ft | 3/8IW3/8SL1/4LL | 0 | Each
D40820250B3B6 | MiniSplit 25 FT | 1/2W1/2 SL1/4 LL | 0 | Each
D40820350B3B6 | Line Set, 35ft | 1/2W, 1/2SL, 1/4LL | 0 | Each
D40820500B3B6 | MiniSplit 50FT | 1/2W1/2 SL1/4 LL | 0 | Each
D41020250B3B6 | LineSet | 25ft, 1/2W, 5/8SL, 1/4LL | 0 | Each
D41020350B3B6 | Line Set | 35ft,1/2W,1/4SL,1/2L | 0 | Each
D41020500B3B6 | LineSet | 50ft, 1/2W, 5/8SL, 1/4LL | 0 | Each
D4082050000B6 | Line Set,50ft 1/2W 1/2SL | 1/4LL | 0 | Each
D610K0250B3B6 | Line Set,25ft,1/2W,5/8SL | 3/8LL | 0 | Each
D612K0250 | Line Set, Tear Resistant | 25' Long 1/2", 3/4", 3/8 | 0 | Each
D612K0500 | Line Set, Tear Resistant | 50' Long 1/2", 3/4", 3/8 | 0 | Each
D61020250B3B6 | Line Set | 25FT1/2W5/8SL3/8LL | 0 | Each
D61020350B3B6 | Line Set | 35ft,1/2W,5/8SL,3/8L | 0 | Each
D61020500B3B6 | Line Set | 50ft,1/2W,5/8SL,3/8L | 0 | Each
D61220250 | LineSet | 25ft1/2IW3/4SL3/8LL | 0 | Each
D61220300 | LineSet | 30ft,1/2W,3/4SL,3/8L | 0 | Each
D61220350 | Line Set | 35ft,1/2W,3/4SL,3/8L | 0 | Each
D61220400 | Line Set | 40ft,1/2W,3/4SL,3/8L | 0 | Each
D61220500 | Line Set- | 50ft,1/2W,3/4SL,3/8L | 0 | Each
D61230250 | LINE SETS | -25ft, 3/4, 3/4, 3/8 | 0 | Each
D61420250 | Line Set | 25ft,1/2W,7/8SL,3/8L | 0 | Each
D61420300 | Line Set | 30ft,1/2W,7/8SL,3/8L | 0 | Each
D61420350 | Line Set | 35ft,1/2W,7/8SL,3/8L | 0 | Each
D61420400 | Line Set | 40ft,1/2W,7/8SL,3/8L | 0 | Each
D61420500 | Line Set | -50ft, 1/2, 7/8, 3/8 | 0 | Each
D61480500 | Line Set | -50ft, 3/8, 7/8, 3/8 | 0 | Each
D61820250 | Line Set | 25ft,1/2W1-1/8SL3/8L | 0 | Each
D61820300 | Line Set | 30ft,1/2W,1-1/8SL,3/8L | 0 | Each
D61820350 | Line Set | 35ft,1/2W,1-1/8SL,3/8L | 0 | Each
D61820400 | Line Set | 40ft,1/2W,1-1/8SL,3/8L | 0 | Each
D61820500 | Line Set | 50ft,1/2W,1-1/8SL,3/8L | 0 | Each
EB-1000 | Line Set Bender Kit | 1/4in - 5/8in | 0 | Each
LSB10-BL | Line Set Box | Black 10/CA | 0 | Each
LSB10-W | Line Set Box | White | 0 | Each
QAV-2 | Valve | Self Tapping Water Tap | 30.2 | Each
QT-1 | Line Tap | Quik Tap 1/44250642437 | 13.95 | Each
QT-2 | Valve | Quick-Tap 1/2 5/8 OD | 9.55 | Each
QT-100 | Line Tap | Line pierce Plier | 118.85 | Each
QT-100G | INSTA-TAP REPLACEMENT | GASKET ONLY 3PK | 52.9 | Each
QT-100N | Line Tap | Replcmnt Nedle QT-100 | 28.5 | Each
QTH-1 | ValveQuick-Tap |  | 91.55 | Each
QTH-2 | Tools | Quick-Tap-2423715/8 OD | 31.35 | Each
QTM-1 | Valve | MAC Line 1/4-5/16in36/CA | 11.05 | Each
QTM-2 | Line Tap,Valve 1/2-5/8in | 36/CA | 12.4 | Each
VLC-4 | Valve | CPR. S1/4in OD Pk of 6 | 76.75 | Pack
VLC-5 | Valve | CPR. S5/16in ODPk of 6 | 85.8 | Pack
VLC-6 | Valve | CPR. S3/8in OD Pk of 6 | 77.25 | Pack
VLC-8 | Valve | CPR. S1/2in OD Pk of 4 | 55.3 | Pack
VLC-10 | Valve | CPR. S5/8in OD Pk of 3 | 49.95 | Pack
VLC-12 | Valve | CPR. S3/4in OD Pk of 2 | 42.25 | Pack
0448A | Label | Refrg.ID,R-448A,10/PK | 10.5 | Pack
04022 | Label | Rfrg.ID R-22 Pk of 10 | 14.95 | Pack
04099 | Label | Refrg.IDMO99 Pk of 10 | 14.15 | Pack
04134 | Label | Refrg.IDR-134APk of 10 | 14.05 | Pack
04137 | Label, Refrg .ID, R437A | 10/PK | 12.25 | Pack
04402 | Label | Refrg.IDR-402APk of 10 | 13.5 | Pack
04404 | Label | Refrg.IDR-404APk of 10 | 13.45 | Pack
04407 | Label | Refrg.IDR-407CPk of 10 | 13.8 | Pack
04410 | Label | Refrg.IDR-410APk of 10 | 13.65 | Pack
04850 | Label, Env. Safety | Note, 10/PK | 20.95 | Pack
04871 | Label,Mineral Oil,Pk 10 |  | 11 | Pack
RSC-GRN-02 | Ref Safety Caps | Grn Pk of 2 | 63.4 | Pack
RSC-RED-02 | Ref Safety Caps | Red Pk of 2 | 73.3 | Pack
RSC-RED-04K | R410 RED 1/4in 4PK w/Key |  | 75.85 | Pack
RSC-RED-04K-E | R410 RED 5/16in 4PK | w/Key | 89.75 | Pack
RSC-SLV-50K | REFRIG LOCKING CAP | 1/4" PACK WITH KEYS | 1508.9 | Pack
RSC-TOOL | Tool | Univ for RSC Pk of 1 | 41.7 | Pack
FRL12 | Flex | Line Conn 1/2in x 36 lng | 107.5 | Each
FRL12-F | FLEX LINE CONN | 1/2x36 W/ FLANGE | 118.85 | Each
FRL14 | Flex | Line Conn 1/4in x 36 lng | 86.7 | Each
FRL14-F | FLEX LINE CONN | 1/4x36 W/ FLANGE | 100.15 | Each
FRL38 | Flex | Line Conn 3/8in x 36 lng | 100.55 | Each
FRL38-F | FLEX LINE CONN | 3/8x36 W/ FLANGE 14/CA | 104.5 | Each
FRL58 | Flex | Line Conn 5/8in x 36 lng | 119.9 | Each
FRL58-F | FLEX LINE CONN | 5/8 x36 W/ FLANGE | 133.1 | Each
7-101-18 | Insulation Tubing | 1-1/8ID 1W 66FT/CA | 405.1 | Case
7-101-38 | Insulation Tubing | 1-3/8ID 1W 60FT/CA | 366.7 | Case
7-101-58 | Insulation Tubing 1-5/8" | X 1"W X 72", 54'/9PCS | 335.95 | Case
7-102-18 | Insulation Tubing 2-1/8" | X 1"W X 72", 42'/7PCS | 321.9 | Case
7-102-58 | Insulation Tubing 2-5/8" | X 1"W X 72", 36'/6PCS | 393.25 | Case
7-121-18 | Insulation Tubing | 1-1/8ID 1/2W 156FT/CA | 270.7 | Case
7-121-38 | Insulation Tubing | 1-3/8ID 1/2W 120FT/CA | 229.55 | Case
7-121-58 | Insulation Tubing | 1-5/8ID 1/2W 114FT/CA | 232.5 | Case
7-122-18 | Insulation Tubing | 2-1/8ID 1/2W 102FT/CA | 252.9 | Case
7-122-58 | Insulation Tubing | 2-5/8ID 1/2W 60FT/CA | 148.95 | Case
7-123-18 | Insulation Tubing 3-1/8" | X 1/2"W X 72", 48'/8PCS | 178.45 | Case
7-341-18 | Insulation Tubing | 1-1/8ID 3/4W 90FT/CA | 287.05 | Case
7-341-38 | Insulation Tubing 1-3/8" | X 3/4"W X 72", 78'/13PCS | 217.8 | Case
7-341-58 | Insulation Tubing 1-5/8" | x3/4" Wx 72", 72'/12pcs | 270.7 | Case
7-342-18 | Insulation Tubing 2-1/8" | X 3/4"W X 72", 60'/10PCS | 279.5 | Case
7-342-58 | Insulation Tubing 2-5/8" | x3/4"Wx72", 42'/7pcs | 246.2 | Case
7-343-18 | Insulation Tubing 3-1/8" | X 3/4"W X 72", 36'/6PCS | 245.8 | Case
7-381-18 | Insulation Tubing | 1-1/8ID 3/8W 216FT/CA | 252.3 | Case
7-381-38 | Insulation Tubing | 1-3/8ID 3/8W 168FT/CA | 261.4 | Case
7-381-58 | Insulation Tubing | 1-5/8ID 3/8W 150FT/CA | 241.9 | Case
7-382-18 | Insulation Tubing | 2-1/8ID 3/8W 96FT/CA | 206.7 | Case
7-382-58 | Insulation Tubing | 2-5/8ID 3/8W 72FT/CA | 138.65 | Case
7-1012 | Insulation Tubing 1/2" X | 1"W X 72", 114'/19PCS | 331.7 | Case
7-1034 | Insulation Tubing 3/4" X | 1"W X 72", 108'/18PCS | 376.05 | Case
7-1038 | Insulation Tubing 3/8" X | 1"W X 72", 120'/20PCS | 316.05 | Case
7-1058 | Insulation Tubing | 5/8ID 1W 108FT/CA | 253.55 | Case
7-1078 | Insulation Tubing 7/8ID | 1W 90FT/CA | 416.8 | Case
7-1212 | Insulation Tubing 1/2ID | 1/2W 360FT/CA | 667.2 | Case
7-1214 | Insulation Tubing 1/4" X | 1/2"W X 72", 510'/85PCS | 434.35 | Case
7-1234 | Insulation Tube 3/4ID | 1/2W 270FT/CA | 400.25 | Case
7-1238 | Insulation Tubing | 3/8ID 1/2W 456FT/CA | 701 | Case
7-1258 | Insulation Tubing 5/8ID | 1/2W 324FT/CA | 505.6 | Case
7-1278 | Insulation Tube 7/8ID | 1/2W 228FT/CA | 388.35 | Case
7-3412 | Insulation Tubing | 1/2ID 3/4W 228FT/CA | 486.65 | Case
7-3434 | Insulation Tubing | 3/4ID 3/4W 144FT/CA | 393.85 | Case
7-3438 | Insulation Tubing | 3/8ID 3/4W 228FT/CA | 797.9 | Case
7-3458 | Insulation Tubing 5/8" X | 3/4"W X 72", 180'/30PCS | 300.85 | Case
7-3478 | Insulation Tubing 7/8ID | 3/4W 126FT/CA | 319.6 | Case
7-3812 | Insulation Tubing | 1/2ID 3/8W 432FT/CA | 399.8 | Case
7-3814 | Insulation Tubing | 1/4ID 3/8W 630FT/CA | 542.95 | Each
7-3834 | Insulation Tubing 3/4ID | 3/8W 342FT/CA | 375.1 | Case
7-3838 | Insulation Tubing | 3/8ID 3/8W 612FT/CA | 500 | Case
7-3858 | Insulation Tubing | 5/8ID 3/8W 378FT/CA | 481.45 | Case
7-3878 | Insulation Tubing | 7/8ID 3/8W 288FT/CA | 369.2 | Case
WP1212-50 | White Pipe, | 1/2x1/2in x 50ft | 0 | Each
WP1212-164 | White Pipe, | 1/2x1/2in x 164ft | 0 | Each
WP1214-50 | White Pipe, | 1/4x1/2in x 50ft | 0 | Each
WP1214-164 | White Pipe, | 1/4x1/2in x 164ft | 0 | Each
WP1234-50 | White Pipe, | 3/4x1/2in x 50ft | 0 | Each
WP1238-50 | White Pipe, | 3/8x1/2in x 50ft | 0 | Each
WP1238-164 | White Pipe, | 3/8x1/2in x 164ft | 0 | Each
WP1258-50 | White Pipe, | 5/8x1/2in x 50ft | 0 | Each
WP1258-164 | White Pipe, | 5/8x1/2in x 164ft | 0 | Each
QSCH1000 | Ductless Cassette Hanger | Small Holds up to 200lbs | 215 | Each
QSLD1001 | Air, Handler, Light Duty |  | 370 | Each
QSLG1000 | Sling Bracket Light Duty | 1000 | 400 | Each
QSLG2000 | SLING BRACKET - 2000 |  | 650 | Each
QSWI1000 | QUICK SLING |  | 246.65 | Each
QSWI2000 | Quick Swivel U" Mount | w/ I Bracket | 207 | Each
QSWI3000 | Quick Swivel - 3000 | Flush Mount | 310 | Each
QSWI3001 | Quick Swivel - 3001 Flus | h Mount, H Bracket, 36" | 250 | Each
QSWI3002 | Quick Swivel - 3002 | Flush Mount 17" spd | 223.5 | Each
QSWI4000 | Flush Mount I Bracket |  | 222.1 | Each
QSWI4001 | Quick Swivel - 4001 |  | 280 | Each
QSWI5001 | Quick Swivel HD - 5001 | Flush Mount w 34" I Brkt | 352.35 | Each
QSWI5002 | Quick Swivel - 5002 |  | 285.1 | Each
QSWI5003 | Large H-Frame Swivel |  | 636.35 | Each
QSWI6000 | Quick Swivel - 6000 | Flush Mount, 2 Omega Bar | 307.75 | Each
QSBB1000 | Boiler Bracket Walll | Hung - 1000 | 318.65 | Each
QSBB2000 | Boiler Bracket - 2000 | Leg Kit | 282.45 | Each
QSBB3000 | Boiler Bracket - 3000 |  | 300.4 | Each
QSBB4000 | Boiler Bracket - 4000 | Free Standing | 764.9 | Each
QSCH2000 | Ductless Cassette Hanger | Lrg Holds up to 200lbs | 203.65 | Each
QSRB1000 | ROOF BRACKET, FOR MINI | SPLITS, QSWB2000/3000 | 422.8 | Each
QSSS1010-18 | MTO-SUPER STAND 1010 | 18 IN | 5184.3 | Each
QSWB1000 | QUICK SLING |  | 456.1 | Each
QSWB1100 | Wall Bracket - 1100 |  | 420.8 | Each
QSWB2000 | Wall Bracket - 2000 |  | 220.7 | Each
QSWB2000SS | Wall Bracket - 2000 | Stainless | 520.25 | Each
QSWB2004 | Wall Bracket - 2004 |  | 281.65 | Each
QSWB2005 | Wall Bracket - 2000 |  | 310 | Each
QSWB3000 | Wall Bracket - 3000 |  | 300 | Each
QSWB4000 | Wall Bracket - 4000 |  | 385 | Each
QSWB4000SS | Wall Bracket - 4000 | Stainless | 894.95 | Each
QSWS1000 | Weather Grd | 31.5-41.5inx6-14in | 550 | Each
MS136 | Mini Split Extension Bar |  | 90.25 | Each
QSMS1200 | QUICK SLING |  | 572.1 | Each
QSMS1201 | Mini Split - 1201 | Wide - 12in | 541.8 | Each
QSMS1201-SS | Mini Split - 1201 | Stainless | 1179.25 | Each
QSMS1202 | QUICK SLING |  | 477.8 | Each
QSMS1202-SS | 12in Dbl Fan Stand | Stainless | 1818.15 | Each
QSMS1203 | MINI-SPLIT - 1203 | DOUBLE STACK - 12in | 1528.05 | Each
QSMS1203-N | Narrow QSMS1203 |  | 803.25 | Each
QSMS1204 | Lrg Mini-Split Stand | 12in | 554.95 | Each
QSMS1205 | Lrg Extra Wide Mini-Spli | Stand 12in | 600.15 | Each
QSMS1800 | Mini Split - 1800 | Thin - 18in | 339.3 | Each
QSMS1801 | Mini Split - 1801 | Wide - 18in | 333.4 | Each
QSMS1801-SS | Mini Split - 1801 | Stainless | 1232.1 | Each
QSMS1802 | Mini Split - 1802 | Dual Fan - 18in | 409.1 | Each
QSMS1804 | Lrg Mini-Split Stand | 18in | 623.2 | Each
QSMS1805 | Lrg Mini Split - 1805 | 18in | 570.35 | Each
QSMS2400 | QUICK SLING |  | 441.5 | Each
QSMS2401 | Mini Split - 2401 | Wide - 24in | 441.4 | Each
QSMS2401-SS | Mini Split - 2401 | Stainless | 1287.85 | Each
QSMS2402 | Mini Split - 2402 | Dual Fan - 24in | 497.3 | Each
QSMS2404 | Lrg Mini-Split Stand | 24in | 522 | Each
QSMS2405 | Lrg Mini-Split Extra | Wide Stand 24in | 586.9 | Each
QSMS3001-12 | Mini-Split Super Stand | 12in | 2080.45 | Each
QSMS3001-18 | Mini-Split Super Stand | 18in | 2451.95 | Each
QSMS3001-24 | Mini-Split Super Stand | 24in | 2850.35 | Each
QSMS4000-12 | Combo Mini Split - 12 in |  | 1145.05 | Each
QSMS4000-18 | Combo Mini Split - 18 in |  | 1389.7 | Each
QSMS4000-24 | Combo Mini Split - 24 in |  | 1555 | Each
QSMSFT12 | Feet for MS Stands | 12in x 12in | 190.5 | Each
QSPR1000 | Mini Split, Pitched Roof | Bracket | 472.6 | Each
CTC-050 | CABLE TIE CHANNEL CLIPS | 2IN (50MM), 10/PK | 29.3 | Each
CTC-050-100 | CABLE TIE CHANNEL CLIPS | 2IN (50MM), 100/PK | 298.95 | Each
CTC-065 | CABLE TIE CHANNEL CLIPS | 2-1/2IN (65MM), 10/PK | 25.8 | Each
CTC-065-100 | CABLE TIE CHANNEL CLIPS | 2-1/2IN (65MM), 100/PK | 167.3 | Each
CTC-080 | CABLE TIE CHANNEL CLIPS | 3IN (80MM), 10/PK | 35.4 | Each
CTC-080-100 | CABLE TIE CHANNEL CLIPS | 3IN (80MM), 100/PK | 191.15 | Each
IC00-15 | INSULCLIPS 5/8IN TUBE OD | 10/PK | 19 | Each
IC00-15-100 | INSULCLIPS 5/8IN TUBE OD | 100/PK | 178.55 | Each
IC00-20 | INSULCLIPS 3/4IN TUBE OD | 10/PK | 26.75 | Each
IC00-20-100 | INSULCLIPS 3/4IN TUBE OD | 100/PK | 203.55 | Each
IC00-22 | INSULCLIPS 7/8IN TUBE OD | 10/PK | 24.7 | Each
IC00-22-100 | INSULCLIPS 7/8IN TUBE OD | 100/PK | 281.05 | Each
IC00-25 | INSULCLIPS 1IN TUBE OD | 10/PK | 31.35 | Each
IC00-25-100 | INSULCLIPS 1IN TUBE OD | 100/PK | 238.85 | Each
IC00-28 | INSULCLIPS 1-1/8IN TUBE | OD 10/PK | 38.1 | Each
IC00-28-100 | INSULCLIPS 1-1/8IN TUBE | OD 100/PK | 337.35 | Each
IC00-32 | INSULCLIPS 1-1/4IN TUBE | OD 10/PK | 45.6 | Each
IC00-32-100 | INSULCLIPS 1-1/4IN TUBE | OD 100/PK | 270.95 | Each
IC00-35 | INSULCLIPS 1-3/8IN TUBE | OD 10/PK | 32.3 | Each
IC00-35-100 | INSULCLIPS 1-3/8IN TUBE | OD 100/PK | 239.75 | Each
IC00-40 | INSULCLIPS 1-1/2IN TUBE | OD 10/PK | 48.2 | Each
IC00-40-100 | INSULCLIPS 1-1/2IN TUBE | OD 100/PK | 385.2 | Each
IC00-42 | INSULCLIPS 1-5/8IN TUBE | OD 10/PK | 42.5 | Each
IC00-42-100 | INSULCLIPS 1-5/8IN TUBE | OD 100/PK | 614.6 | Each
IC00-50 | INSULCLIPS 2IN TUBE OD | 10/PK | 63.1 | Each
IC00-50-100 | INSULCLIPS 2IN TUBE OD | 100/PK | 337.05 | Each
IC00-54 | INSULCLIPS 2-1/8IN TUBE | OD 10/PK | 71 | Each
IC00-54-100 | INSULCLIPS 2-1/8IN TUBE | OD 100/PK | 332.3 | Each
RPC-0012 | RAPID POSITIONING CLIPS | 1/2IN TUBE OD, 10/PK | 23.3 | Each
RPC-0012-100 | RAPID POSITIONING CLIPS | 1/2IN TUBE OD 100/PK | 275.05 | Each
RPC-0014 | RAPID POSITIONING CLIPS | 1/4IN TUBE OD, 10/PK | 23.3 | Each
RPC-0014-100 | RAPID POSITIONING CLIPS | 1/4IN TUBE OD, 100/PK | 209.8 | Each
RPC-0034 | RAPID POSITIONING CLIPS | 3/4IN TUBE OD, 10/PK | 26.9 | Each
RPC-0034-100 | RAPID POSITIONING CLIPS | 3/4IN TUBE OD, 100/PK | 283.6 | Each
RPC-0038 | RAPID POSITIONING CLIPS | 3/8IN TUBE OD, 10/PK | 30.2 | Each
RPC-0038-100 | RAPID POSITIONING CLIPS | 3/8IN TUBE OD, 100/PK | 274.7 | Each
RPC-0058 | RAPID POSITIONING CLIPS | 5/8IN TUBE OD, 10/PK | 39.25 | Each
RPC-0058-100 | RAPID POSITIONING CLIPS | 5/8IN TUBE OD, 100/PK | 218.75 | Each
RPC-0078 | RAPID POSITIONING CLIPS | 7/8IN TUBE OD, 10/PK | 43.05 | Each
RPC-0078-100 | RAPID POSITIONING CLIPS | 7/8IN TUBE OD, 100/PK | 338.9 | Each
RPC-0118 | RAPID POSITIONING CLIPS | 1-1/8IN TUBE OD, 10/PK | 31.55 | Each
RPC-0118-100 | RAPID POSITIONING CLIPS | 1-1/8IN TUBE OD, 100/PK | 279.8 | Each
RPC-0138 | RAPID POSITIONING CLIPS | 1-3/8IN TUBE OD, 10/PK | 37.4 | Each
RPC-0138-100 | RAPID POSITIONING CLIPS | 1-3/8IN TUBE OD, 100/PK | 332.2 | Each
RPC-0158 | RAPID POSITIONING CLIPS | 1-5/8IN TUBE OD, 10/PK | 39.65 | Each
RPC-0158-100 | RAPID POSITIONING CLIPS | 1-5/8IN TUBE OD, 100/PK | 304.6 | Each
RPC-FB | RPC Flat Surface Base | 10/PK | 28.75 | Each
RPC-FB-100 | RPC Flat Surface | Base 100/PK | 277.85 | Each
SC08-15 | STUDDED CLIPS, FIT 5/16" | ROD, 5/8"TUBE OD, 10/PK | 19.95 | Each
SC08-15-100 | STUDDED CLIPS, FIT 5/16" | ROD, 5/8"TUBE OD, 100/PK | 180.7 | Each
SC08-20 | STUDDED CLIPS, FIT 5/16" | ROD, 3/4"TUBE OD, 10/PK | 21.1 | Each
SC08-20-100 | STUDDED CLIPS, FIT 5/16" | ROD,3/4"TUBE OD, 100/PK | 186.55 | Each
SC08-22 | STUDDED CLIPS, FIT 5/16" | ROD, 7/8"TUBE OD, 10/PK | 20.9 | Each
SC08-22-100 | STUDDED CLIPS, FIT 5/16" | ROD, 7/8"TUBE OD, 100/PK | 217.5 | Each
SC08-25 | STUDDED CLIPS, FIT 5/16" | ROD, 1"TUBE OD, 10/PK | 22.15 | Each
SC08-25-100 | STUDDED CLIPS, FIT 5/16" | ROD, 1"TUBE OD, 100/PK | 198.25 | Each
SC08-28 | STUDDED CLIPS, FIT 5/16" | ROD,1-1/8"TUBE OD, 10/PK | 22.2 | Each
SC08-28-100 | STUDDED CLIPS, FIT 5/16" | ROD,1-1/8"TUBE OD,100/PK | 203.95 | Each
SC08-32 | STUDDED CLIPS, FIT 5/16" | ROD, 1-1/4"TUBE OD,10/PK | 23.35 | Each
SC08-32-100 | STUDDED CLIPS, FIT 5/16" | ROD,1-1/4"TUBE OD,100/PK | 209.85 | Each
SC08-35 | STUDDED CLIPS, FIT 5/16" | ROD, 1-3/8"TUBE OD,10/PK | 24.55 | Each
SC08-35-100 | STUDDED CLIPS, FIT 5/16" | ROD, 1-3/8TUBE OD,100/PK | 215.7 | Each
SC08-40 | STUDDED CLIPS, FIT 5/16" | ROD,1-1/2"TUBE OD, 10/PK | 25.7 | Each
SC08-40-100 | STUDDED CLIPS, FIT 5/16" | ROD,1-1/2"TUBE OD,100/PK | 295.4 | Each
SC08-42 | STUDDED CLIPS, FIT 5/16" | ROD,1-5/8"TUBE OD, 10/PK | 26.95 | Each
SC08-42-100 | STUDDED CLIPS, FIT 5/16" | ROD,1-5/8"TUBE OD,100/PK | 244.8 | Each
SC08-50 | STUDDED CLIPS, FIT 5/16" | ROD, 2"TUBE OD, 10/PK | 30.4 | Each
SC08-50-100 | STUDDED CLIPS, FIT 5/16" | ROD, 2"TUBE OD, 100/PK | 268.15 | Each
SC08-54 | STUDDED CLIPS, FIT 5/16" | ROD,2-1/8"TUBE OD, 10/PK | 32.8 | Each
SC08-54-100 | STUDDED CLIPS, FIT 5/16" | ROD,2-1/8"TUBE OD,100/PK | 289 | Each
SC10-15 | STUDDED CLIPS, FIT 3/8" | ROD, 5/8"TUBE OD, 10/PK | 19.85 | Each
SC10-15-100 | STUDDED CLIPS, FIT 3/8" | ROD, 5/8"TUBE OD, 100/PK | 180.7 | Each
SC10-20 | STUDDED CLIPS, FIT 3/8" | ROD, 3/4"TUBE OD, 10/PK | 21.05 | Each
SC10-20-100 | STUDDED CLIPS, FIT 3/8" | ROD,3/4"TUBE OD, 100/PK | 186.5 | Each
SC10-22 | STUDDED CLIPS, FIT 3/8" | ROD, 7/8"TUBE OD, 10/PK | 30 | Each
SC10-22-100 | STUDDED CLIPS, FIT 3/8" | ROD, 7/8"TUBE OD, 100/PK | 286 | Each
SC10-25 | STUDDED CLIPS, FIT 3/8" | ROD, 1"TUBE OD, 10/PK | 22.2 | Each
SC10-25-100 | STUDDED CLIPS, FIT 3/8" | ROD, 1"TUBE OD, 100/PK | 293.35 | Each
SC10-28 | STUDDED CLIPS, FIT 3/8" | ROD,1-1/8"TUBE OD, 10/PK | 24.25 | Each
SC10-28-100 | STUDDED CLIPS, FIT 3/8" | ROD,1-1/8"TUBE OD,100/PK | 320.65 | Each
SC10-32 | STUDDED CLIPS, FIT 3/8" | ROD,1-1/4"TUBE OD, 10/PK | 23.35 | Each
SC10-32-100 | STUDDED CLIPS, FIT 3/8" | ROD,1-1/4"TUBE OD,100/PK | 201.45 | Each
SC10-35 | STUDDED CLIPS, FIT 3/8" | ROD,1-3/8"TUBE OD, 10/PK | 29.55 | Each
SC10-35-100 | STUDDED CLIPS, FIT 3/8" | ROD,1-3/8"TUBE OD,100/PK | 316.15 | Each
SC10-40 | STUDDED CLIPS, FIT 3/8" | ROD,1-1/2"TUBE OD, 10/PK | 25.75 | Each
SC10-40-100 | STUDDED CLIPS, FIT 3/8" | ROD,1-1/2"TUBE OD,100/PK | 225.8 | Each
SC10-42 | STUDDED CLIPS, FIT 3/8" | ROD,1-5/8"TUBE OD, 10/PK | 26.85 | Each
SC10-42-100 | STUDDED CLIPS, FIT 3/8" | ROD,1-5/8"TUBE OD,100/PK | 498.8 | Each
SC10-50 | STUDDED CLIPS, FIT 3/8" | ROD, 2"TUBE OD, 10/PK | 30.45 | Each
SC10-50-100 | STUDDED CLIPS, FIT 3/8" | ROD, 2"TUBE OD,100/PK | 406.55 | Each
SC10-54 | STUDDED CLIPS, FIT 3/8" | ROD,2-1/8"TUBE OD, 10/PK | 50.25 | Each
SC10-54-100 | STUDDED CLIPS, FIT 3/8" | ROD,2-1/8"TUBE OD,100/PK | 312.15 | Each
301 | Remover, Valve Core |  | 53.25 | Each
38006 | 6-32X1/4"C/R TYPE "I"T/ | HD | 0.25 | Each
38008 | 6-32X1-1/2"C/R TYPE | "I"R/HD | 0.15 | Each
540-T50M | STAPLE GUN, H.D. TRACKER | T50M | 120.15 | Each
540-T50MOC | STAPLE GUN. OUTWARD | CLINCH | 195.35 | Each
82KIT | PRO.LEAK DETECT | KIT CTC:14-7915-0 | 47.25 | Each
940 | Sure Shot 1/4in Reusab | le Hose | 27.4 | Each
944KIT | SuperSeal Adv, 1.5-5 ton | 12/CA | 116.35 | Each
947KIT | SuperSeal Adv, up to 1 | .5 ton | 95 | Each
948KIT | SuperSeal Adv, 5 ton+ | 12/CA | 129.1 | Each
944000B | DYE INJECTOR FOR 9428KIT | / 9456KIT | 93.45 | Each
944014B | BULK DYE CARTRIDGE FOR | 9428KIT /9456KIT | 36.35 | Each
971KIT | SuperSeal Total,1.5ton | 12/CA | 88.05 | Each
973KIT | Elim,Moisture,Dry-R |  | 88.4 | Each
981 | Super Change, w/Display | 6/CA | 90.75 | Each
983KIT | SuperSeal SureShot | w/Hose | 106.1 | Each
984 | SuperSeal SureShot | Rfill | 69.7 | Each
985 | SUPER SEAL FLEX INJECT | 6-PCS PER BOX | 145.6 | Each
985M-MC | Flex Shot Cartridges | Sealant, 4 Hoses | 324.05 | Each
985S-MC | Flex Shot Cartridge | Sealant 1Hose&Fittings | 101 | Each
991 | SUPER CHANGE INJECT | IN HOSE | 160.1 | Each
991-MC | SuperChange Refrigerant | Retrofit, 1 Hose | 138.05 | Each
992 | BOOST JUICE INJECT | IN HOSE | 144.75 | Each
992-MC | Boost Juice Performance | Enhancer. 1 Hose | 137.05 | Each
993KIT | BOOST JUICE IN CAN |  | 109 | Each
995 | FLEX INJECT W/ DYE |  | 163.85 | Each
995M-MC | Flex Shot Cart. (Sealant | + Dye), 4 Hoses | 393.05 | Each
995S-MC | Flex Shot Cart (Sealant+ | Dye) 1Hose & Fittings | 123.05 | Each
IA-MC | Flex Shot Inject Adapter | 1 Set of Fittings | 63.05 | Each
111110 | PATRIOT LIGHT RED, | WHITE AND BLUE UV LIGHT | 56.8 | Each
111110A | PATRIOT LIGHT | WALL CHARGER | 22.45 | Each
111111 | MINI SPOTLIGHT | RECHARGEABLE | 62.3 | Each
111112 | Light, Clipstrip, Pocket | 12/CA | 19.15 | Each
111114 | Light, Pivoting, Work | 9/CA | 47 | Each
111115 | Light, Pivoting, Mini, | 21 LED | 64.9 | Each
111117 | Light, Pivoting, Camo, | Mini,21 12 PER BOX | 40.1 | Each
111118 | NLA Light, Clipstrip 2, | 0 Lumens | 0 | Each
111122 | Soundlight Pro |  | 285.9 | Each
111131 | FLEXIBLE WORK LIGHT |  | 35.2 | Each
114301 | HEMI MINI RECHARGEABLE | LIGHT | 182.65 | Each
114302 | HEMIPLUS 2 RECHARGEABLE | LIGHT | 200.3 | Each
20121B | LOW SIDE CONVERSION | VALVE | 4.65 | Each
20122B | Purge Valve for R1234YF |  | 5.15 | Each
20126B | HOSE FOR 9428KIT / 9456K |  | 32.35 | Each
20127B | Hose w/ Blue Coupler for | R1234YF | 34.75 | Each
450DCPLUS | Light, Blu Inspection, | 450+ | 269.4 | Each
84DCPLUS | Light, UV, Mini, Seeker | 6/CA | 94.4 | Each
89DC | Light, UV, Pocket |  | 48.45 | Each
980 | Flash High Res Univers | al Dye | 56.85 | Each
990 | FLASH DETECT INJECT |  | 109.6 | Each
999KIT | FLEX-INJECT & FLASH | 12/CA | 1391 | Case
170AIR | The Purifier Fresh Air | Machine | 650.9 | Each
171AIR | Odor Aid, Auto |  | 18.45 | Each
172AIR | Sport Odor Aid, 14oz | 12/CA | 44.25 | Each
580500 | Ignitor, Spark-Key Torch |  | 42 | Each
580512 | Ignitor, Spark-Key Torch | pack of 12 | 630 | Pack
7001947 | R1234YF HOSE W/ COUPLER | & PURGE VALVE | 35 | Each
7001954 | R-134A HOSE W/ COUPLER | & PURGE VALVE | 35 | Each
7001956 | R12 ADAPTER FITTING W/ | CONVERSION VALVE | 14.65 | Each
7001993 | R134A & R1234YF INJECTOR | FOR USE W/ DYE CARTRIDGE | 94.5 | Each
7001994 | R-1234YF RECHARGEABLE UV | LIGHT DYE KIT | 382.9 | Each
100315 | 16/3 WIRE WORK LIGHT |  | 73.7 | Each
123107 | Hemitech ONE Worklight | - 25ft Cable | 239.95 | Each
223312 | 3 LED 40FT/12.2M HEMI | TECH CHROME CORD REEL | 485.4 | Each
24_460 | 33 LED CAMOUFLAGE WORK | LIGHT | 47.35 | Each
24_458 | 33 LED Pivot Worklight |  | 37.1 | Each
111201 | NLA Focus & Strobe LED |  | 0 | Each
123307 | Cord, 3-LED HemiTech,2 | 5ft/7.6M | 160.7 | Each
123407 | Cord, 4-LED HemiTech,2 | 5ft/7.6M | 190.75 | Each
222308 | CHROME REEL 30'14/3 SJ | TW,13A CB | 194.35 | Each
223112 | Light,HemiTech One,40' | Crd Rl | 280.1 | Each
223112B | 40FT/12.2M HEMITECH DIA | CHROME CORD REEL SJOW | 231.75 | Each
25002 | PROBE STEEL 747 HT,BP, | HCS,BLDS | 2.65 | Each
6-036-1IN | INSTANT DIESEL TANK | SNAKE 3' (36"/2" DIA) | 93.8 | Each
6-048-1IN | INSTANT DIESEL TANK | SNAKE 4' (48"/2" DIA) | 117.1 | Each
81DC | UV Light, 6-LED SlimLine |  | 21.45 | Each
943 | Hose, Super Seal, Auto |  | 12.4 | Each
946KIT | Super Seal Premium, Auto | 12/CA | 71.1 | Each
1839026 | TB1438 TRI-TUBE BENDER | 1/4" 5/16" 3/8" | 72.6 | Each
1839031 | SB SPRING BENDER | 1/4" TO 5/8" 4 Pc set | 34.5 | Pack
1839032 | CBK COMPACT BENDER KIT | 1/4" TO 7/8" | 517.7 | Each
1839033 | CBB COMPACT BODY |  | 159.3 | Each
1839034 | CBR COMPACT BAR |  | 60.8 | Each
1839038 | Comp Bender Mandrel | 1/2in | 20.5 | Each
1839040 | Comp Bender Mandrel 3/4" |  | 22.55 | Each
1890999 | CBRBM COMP BEND REVERSE | BENDING ATTACH | 217.7 | Each
1926598 | CBKRB COMP BENDER KIT | W/ REV BEND | 560.35 | Each
1839053 | 9IN1SV HVAC MULTI-TOOL | 9 IN 1 | 35.65 | Each
1839054 | QCND 1/4" + 5/16" QUICK | CHANGE MAG ND | 37.85 | Each
1839055 | SHSM14 1 1/2" SHAFT | 1/4" MAG NUT DRIVER | 20.65 | Each
1839056 | SHSM516 1 1/2" SHAFT | 5/16" MAG ND | 20.95 | Each
1839057 | SHSM2PC 1 1/2" SHAFT 2PC | MAG ND 2 Pc Set | 34 | Pack
1839059 | HSM14 3" SHAFT 1/4" | MAG NUT DRIVER | 23.7 | Each
1839060 | HSM516 3" SHAFT 5/16" | MAG NUT DRIVER | 23.65 | Each
1839063 | HSM716 3" SHAFT 7/16" | MAG NUT DRIVER | 30.45 | Each
1839065 | HSM7PC 3" SHAFT 7PC | MAG ND 7 pc Set | 155.45 | Pack
1839066 | HSM2PC 3" SHAFT 2PC | MAG ND 2 Pc Set | 36.5 | Pack
1839068 | LHSM14 6" SHAFT 1/4" | MAG NUT DRIVER | 37.4 | Each
1839069 | LHSM516 6" SHAFT 5/16" | MAG NUT DRIVER | 40.7 | Each
1839074 | LHSM2PC 6" SHAFT 2PC | MAG ND 2 Pc Set | 43.2 | Pack
1839075 | LHSM7PC 6" SHAFT 7PC | MAG ND 7 Pc Set | 157.25 | Pack
1839076 | XLHSM14 18" SHAFT 1/4" | MAG NUT DRIVER | 44.2 | Each
1839077 | XLHSM516 18" SHAFT 5/16" | MAG NUT DRIVER | 44.25 | Each
1885435 | MNS14178 1/4" MAG NUTSET | 1 7/8" 3 Pc Set | 16.95 | Pack
1885436 | MNS516178 5/16" MAG | NUTSET 1 7/8" 3 Pc Set | 18 | Pack
1885437 | MNS38178 3/8" MAG NUTSET | 1 7/8" 3 Pc Set | 22.9 | Pack
1891087 | SD5PC SCREWDRIVER | 5 Pc Set | 98.45 | Pack
1891088 | SD7PC SCREWDRIVER | SET 7 Pc Set | 108.4 | Pack
1891089 | SDPS PRECISION | SCREWDRIVER 5 Pc Set | 74.35 | Pack
1891259 | MTR91 RATCHETING 9 IN 1 | MULTI TOOL | 69.25 | Each
1891260 | QCND6 6" 1/4" + 5/16" | QUICK CHGE MAG ND | 48.35 | Each
1891286 | SDSLKTRS388 3/8" RD SH | KEYSTONE 8" | 32.4 | Each
1891287 | SDSLCTRS3163 3/16" RD SH | CABINET 3" | 14.7 | Each
1891288 | SDSLCTRS3166 3/16" RD SH | CABINET 6" | 14.9 | Each
1891289 | SDSLCTRS146 1/4" RD SH | CABINET 6" | 16.15 | Each
1891290 | SDPHRS13 #1 PHILLIPS | TIP RD SH 3" | 14.8 | Each
1891351 | MTS STUBBY MULTI TOOL |  | 36.55 | Each
1891352 | SDSLKTSS144 1/4" SQ SH | KEYSTONE TIP 4" | 18.55 | Each
1891355 | SDSLKTRS14112 1/4" RD | SH KEY 1 1/2" | 21.9 | Each
1891356 | SDSLKTRS144 1/4" RD | SH KEYSTONE 4" | 17.75 | Each
1891358 | SDSLKTRSS166 5/16" RD | SH KEYSTONE 6" | 46.35 | Each
1891391 | SDPHRS2112 #2 PHILLIPS | TIP RD SH 1 1/2" | 20 | Each
1891392 | SDPHRS24 #2 PHILLIPS | TIP RD SH 4" | 18.15 | Each
1891393 | SDPHRS27 #2 PHILLIPS | TIP RD SH 7" | 20.95 | Each
1891394 | SDPHRS36 #3 PHILLIPS | TIP RD SH 6" | 25.05 | Each
1891395 | SDSLKTDEMO144 1/4" | KEYSTONE DEMO 4" | 30.05 | Each
1891396 | SDSLKTDEMO5167 5/16" | KEYSTONE DEMO 7" | 39.55 | Each
1891397 | SDTB4 TERMINAL BLOCK | SCREWDRIVER 4" | 12.9 | Each
1937874 | MNS386 3/8" X 6" | MAGNETIC NUTSETTER | 22.75 | Each
1937881 | 2 3/4 in. Reversible | Magnetic Hex Driver 3/Pk | 38 | Each
1937882 | 4 in. Reversible | Magnetic Hex Driver 3/Pk | 45 | Each
1937883 | 6 in. Reversible | Magnetic Hex Driver 3/Pk | 55 | Each
1937887 | 2 3/4 in. Reversible | Magnetic Hex Driver 30/C | 320 | 30CA
1937888 | 4 in. Reversible | Magnetic Hex Driver 30/C | 455.05 | 30CA
1937889 | 6 in. Reversible | Magnetic Hex Driver 30/C | 555.05 | 30CA
1838947 | FS QUICK-ENGAGE | FLARE+SWAGE KIT | 433.75 | Each
1838948 | FSL LG FLARE/SWAGE | 5/8" 3/4" 7/8" 1-1/8" | 272.45 | Each
1838952 | FTO ORBITAL FLARE | 3/16" TO 3/4" | 364.9 | Each
1838955 | FTL LRG BASIC FLARE | 3/4" 7/8" 1" 1-1/8" | 226.3 | Each
1838956 | FT1834 BASIC FLARE | 1/8" TO 3/4" | 188.25 | Each
1839082 | AG410L GAUGE 80MM | R410A LOW | 71.5 | Each
1839083 | AG410H GAUGE 80MM | R410A HIGH | 62.85 | Each
1839088 | AG22134404L GAUGE 80MM | R22-134-404A LOW | 74.05 | Each
1839089 | AG22134404H GAUGE 80MM | R22-134-404A HIGH | 74.05 | Each
1839090 | AG22407410L GAUGE 80MM | HP22-407C-410A LO | 69.5 | Each
1839091 | AG22407410H GAUGE 80MM | HP22-407C-410A HI | 72.55 | Each
1839092 | AG22404410L GAUGE 80MM | R22-404A-410A LOW | 73 | Each
1839093 | AG22404410H GAUGE 80MM | R22-404A-410A HI | 73 | Each
1932947 | LAGBR LOW SIDE ANALOG | GAUGE BOOT W/RING | 46.05 | Each
1932948 | HAGBR HIGH SIDE ANALOG | GAUGE BOOT W/RING | 20.05 | Each
1950217 | WIRELESS VACUUM GAUGE |  | 638.4 | Each
1950531 | VACUUM GAUGE TRANSMITTER |  | 303.25 | Each
CVG1200 | COMPACT VACUUM GAUGE |  | 198.55 | Each
1839140 | H60BVR HOSE 60 - | BALL VALVE - RED | 118 | Each
1839141 | H60BVB HOSE 60 - | BALL VALVE - BLUE | 118 | Each
1839142 | H60BVY HOSE 60 - | BALL VALVE - YELLOW | 118 | Each
1839143 | H60BVS HOSE 60" - | BALL VALVE - 4 Pc set | 467.85 | Pack
1839144 | H60BV38 HOSE 60 - | BALL VALVE - 3/8 VAC | 129.6 | Each
1839148 | BVS BALL VALVE ADAPTERS | - 3 Pc est | 143.6 | Pack
1839149 | BV38 BALL VALVE ADAPTOR | - 3/8 BLACK | 80.65 | Each
1839150 | H60R HOSE 60 - RED |  | 51.95 | Each
1839151 | H60B HOSE 60 - BLUE |  | 51.95 | Each
1839152 | H60Y HOSE 60 - YELLOW |  | 51.95 | Each
1839153 | H60S HOSE 60 - 3 Pc Set |  | 161.25 | Pack
1839154 | H6038 HOSE 60 | - 3/8 VACUUM | 81.8 | Each
1839158 | H36S HOSE 36 - 3 Pc set |  | 149.05 | Pack
1839159 | H3638 HOSE 36 | - 3/8 VACUUM | 61.65 | Each
1935915 | BVES BALL VALVE ENDS | SET OF 3 | 129.45 | Each
1935917 | H48BVES3 - HOSE 48 SET | OF 3 BALL VALVE END | 228.15 | Each
1935918 | H48BVEBV HOSE 48 BALL | VALVE END 3/8 VACUUM | 102.2 | Each
1935924 | H60BVES3 - HOSE 60 SET | OF 3 BALL VALVE END | 234.85 | Each
1935925 | H60BVES4 - HOSE 60 SET | OF 4 BALL VALVE END | 344.4 | Each
1935926 | H60BVEBV - HOSE 60 BALL | VALVE - 3/8 VACUUM | 115.45 | Each
1935930 | H72BVS3 HOSE 72 BALL | VALVE EXT -SET OF 3 | 308.85 | Each
1936002 | H72BVS4 HOSE 72 BALL | VALVE EXT -4 Pc Set | 403.2 | Pack
1936006 | H72BVES3 - HOSE 72 SET | OF 3 BALL VALVE END | 256.75 | Pack
1936007 | H72BVEBV - HOSE 72 BALL | VALVE - 3/8 VACUUM | 106.5 | Pack
1890995 | KITHVACR HVAC/R STARTER | KIT | 1593.7 | Each
1839126 | 2V22134404 2V MANIFOLD | R22-134A-404A | 417.5 | Each
1932944 | AMH ANALOG MANIFOLD HOOK |  | 13.65 | Each
1932945 | VSA2 2 VALVE SEAT ASSEMB | LY 2 1/4" Pack of 2 | 142.2 | Pack
1932946 | VSA4 4 VALVE SEAT ASSEMB | LY 3 1/4" 1 3/8" | 25.6 | Each
1932949 | MVHB MANIFOLD VALVE | HANDLE - BLUE | 18.2 | Each
1932950 | MVHR MANIFOLD VALVE | HANDLE - RED | 25.65 | Each
1932981 | MVHY MANIFOLD VALVE | HANDLE - YELLOW | 25.65 | Each
1885362 | DCP7 7" DIAGONAL CUTTING | PLIER | 47.95 | Each
1885363 | DCP8 8" DIAGONAL CUTTING | PLIER | 45.6 | Each
1885366 | GJP8 8" TONGUE | AND GROOVE PLIER | 29.25 | Each
1885367 | GJP10 10" TONGUE | AND GROOVE PLIER | 31.35 | Each
1885368 | GJP12 12" TONGUE | AND GROOVE PLIER | 49.2 | Each
1885369 | AW6 6" ADJUSTABLE WRENCH |  | 56.75 | Each
1885370 | AW8 8" ADJUSTABLE WRENCH |  | 60.7 | Each
1885391 | Multi-Function Pliers |  | 50.05 | Each
1885397 | LNP6 6" LONG NOSE PLIER |  | 46.05 | Each
1885398 | LNP8 8' LONG NOSE PLIER |  | 50.65 | Each
1885399 | LP85 8 1/2" LINEMAN'S | PLIER | 62.45 | Each
1885411 | LP95 9 1/2" LINEMAN'S | PLIER | 66.6 | Each
1885412 | DCP6 6" DIAGONAL CUTTING | PLIER | 40.75 | Each
1885421 | AW10 10" ADJUSTABLE | WRENCH | 88.35 | Each
1885422 | AW12 12" ADJUSTABLE | WRENCH | 123.15 | Each
1885423 | WSSA SELF ADJUSTING | WIRE STRIPPER | 50.45 | Each
1885424 | WS8 8" WIRE STRIPPER |  | 38.95 | Each
1885426 | WS7 7" WIRE STRIPPER |  | 34.4 | Each
1885427 | WS6 6" WIRE STRIPPER |  | 27.35 | Each
1885429 | FC10 10" FORGED CRIMPER |  | 53.9 | Each
1890996 | PBTGP8 8" QUICK ADJUST | TON/GRVE PLIER | 47.25 | Each
1890997 | PBTGP10 10" QUICK ADJUST | TONG/GRVE PLIER | 58.1 | Each
1890998 | PBTGP12 12" QUICK ADJUST | TONG/GRVE PLIER | 73 | Each
1963826 | DAJTW DIGITAL ADJUSTABLE | TORQUE WRENCH | 419.1 | Each
20122 | Hose, Charging, Clear |  | 18.85 | Each
1839042 | SWS SERVICE 1/4 X 3/16 | SQ 3/8 X 5/16 SQ | 21.85 | Each
1839043 | SWOS OFF SET 1/4 X 3/16 | SQ 3/8 X 5/16 SQ | 18.45 | Each
1839045 | SWLR SERVICE LR 1/2X9/16 | HEX 3/16X1/4 SQ | 26.15 | Each
1839046 | SWHKA SERVICE HEX KEY | ADAPTER | 10.25 | Each
1839048 | HKFS HEX KEY FOLDING SET | 5/64" TO 5/32" | 21.9 | Each
1839049 | HKS HEX KEY BALL END SET | .050" TO 3/8" 13 pc set | 39.05 | Pack
1839052 | DBUR 1/4" TO 1-5/8" | DEBURRER | 22.8 | Each
1891258 | DBURPS POCKET SIZE | DEBURRING TOOL | 24.75 | Each
1891471 | HKTH T HANDLE HEX KEY | SET 3/32"TO3/8" 10Pc set | 119 | Pack
1891472 | HKFSM HEX KEY FOLDING | SET METRIC | 23.9 | Each
1891474 | TPB12 1/2" TUBE PREP | BRUSH | 16.35 | Each
1937673 | LPPOT LOCKING PLIERS | PINCH OFF TOOL | 74.9 | Each
1937677 | RRP REFRIGERANT RECOVERY | PLIERS | 121.35 | Each
1937682 | RRPRA REFRIG RECOV | PLIERS REP VALVE | 26.95 | Each
1937816 | HKSBEM HEX KEY BALL END | 1.5MM TO 10MM 9 Pc Set | 33.45 | Pack
1937817 | HKTHM T HANDLE HEX KEY | SET 2MM TO 10MM 9 Pc Set | 110.55 | Pack
1937818 | QCNDS 1/4" + 5/16" | STUBBY QC MAG ND | 49.55 | Each
1937819 | MT9IN16 HVAC MULTI TOOL | 9 IN 1 6" | 43.95 | Each
1937871 | MNS1783 1/4" 5/16" 3/8" | X 1 7/8" MAG NUT 3Pc Set | 28 | Pack
1937872 | MNS146 1/4" X 6" | MAGNETIC NUTSETTER | 19.35 | Each
1937873 | MNS5166 5/16" X 6" | MAGNETIC NUTSETTER | 21.3 | Each
1937875 | MNS63PS 1/4" 5/16" 3/8" | X 6" MAG NUT 3PC | 67.15 | Each
1937911 | NDFC FAST CONNECT MAG | NUT DRIVER SET | 139 | Each
1937912 | SBSFC FAST CONNECT SCREW | DRIVER BIT SET | 66.85 | Each
1937913 | PB12 #1 X 2" PHILLIPS | BIT IMPACT Pack of 2 | 8.1 | Pack
1937914 | PB22 #2 X 2" PHILLIPS | BIT IMPACT Pack of 2 | 6.7 | Pack
1937915 | SQB12 #1 X 2" SQUARE | BIT IMPACT Pack of 2 | 8.35 | Pack
1937916 | SQB22 #2 X 2" SQUARE | BIT IMPACT Pack of 2 | 6.45 | Pack
1937917 | SLB452 4-5 X 2" SLOTTED | IMPACT Pack of 2 | 6.45 | Pack
1937918 | SLB682 6-8 X 2" SLOTTED | BIT IMPACT Pack of 2 | 6.45 | Pack
1937919 | FCE25 2 1/2" FAST | CONNECT EXTENSION 1/4" | 31 | Each
HLC007 | Lineset Cleaner |  | 610 | Each
HLP012 | 1/2 in. Foam Pig for | Lineset Cleaner 10/Pk | 21 | Each
HLP034 | 3/4 in. Foam Pig for | Lineset Cleaner 10/Pk | 23 | Each
HLP038 | 3/8 in. Foam Pig for | Lineset Cleaner 10/Pk | 20 | Each
HLP058 | 5/8 in. Foam Pig for | Lineset Cleaner 10/Pk | 22 | Each
HLP078 | 7/8 in. Foam Pig for | Lineset Cleaner 10/Pk | 24 | Each
HLP099 | Foam Pigs 2 of Each Size | for Lineset Cleaner 10Pk | 17 | Each
LC500 | LIQUID CHARGER |  | 48.45 | Each
M-1 | Mirror | Extends 1-1/4in Cir. | 18.9 | Each
M-2 | Mirror | Extends 2-1/4in Cir. | 16.95 | Each
M-3 | Mirror | Extends2-1/4x3-1/2 in. | 25 | Each
M-5 | Mirror | Extends 1in x 2in Oval | 15.35 | Each
RRT100 | REFRIGERANT RECOVERY | TOOL | 57.65 | Each
T-100 | FinTool,Kit,Nyln,Sz.8-14 |  | 18.45 | Each
T-101 | FinTool,KitNyln,Sz.13-20 |  | 18.65 | Each
T-300 | Fin ToolW/H.D. | BicycleHndl.12/CA | 35.1 | Each
T-400 | Fin Tool | Supercomb Pk of 6 | 32.75 | Pack
T-409 | Tools | SuperComb9/15 FPIYlw. | 6.75 | Each
T-412 | Tools | SuperComb12/14 FPIGrn. | 9.2 | Each
T-417 | Tools | SuperComb16/17 FPILime | 5.25 | Each
T-418 | Tools | SuperComb18/20 FPIRed | 9 | Each
1890985 | SMTDT18 18" FOLDING TOOL |  | 58.6 | Each
1890986 | SMTFT24 24" FOLDING TOOL |  | 68.4 | Each
1890987 | SMTDS DUCT STRETCHER |  | 54.9 | Each
1890988 | SMTDSRW DUCT STRETCHER | REP WHEELS | 17.5 | Each
1890990 | SMTDR DUCT SLITTING TOOL |  | 43.95 | Each
1891133 | SNIPAL AVIATION SNIP | LEFT CUT | 52.3 | Each
1891134 | SNIPAR AVIATION SNIP | RIGHT CUT | 52.1 | Each
1891135 | SNIPAS AVIATION SNIP | STRAIGHT CUT | 52.15 | Each
1891136 | SNIPAB AVIATION BULLDOG |  | 72.4 | Each
1891137 | SNIPOL OFFSET LEFT CUT |  | 72.5 | Each
1891138 | SNIPOR OFFSET RIGHT CUT |  | 80.3 | Each
1891146 | SMTFT12 12" FOLDING TOOL |  | 40.6 | Each
1891172 | SNIPASLR AVIATION STRT | LEFT RIGHT 3 Pc Set | 138.5 | Pack
1891173 | SNIP13AH 13" ALUMINUM | HANDLE SNIP | 79.15 | Each
1891174 | SNIP13AHRB 13" ALUMINUM | HANDLE REP BLADE | 29.7 | Each
1891175 | SNIP12T 12" TINNER SNIP |  | 40.45 | Each
1891178 | SNIPDBT 10" DUCKBILL | TINNER SNIP | 24.3 | Each
1891180 | SMTVN1 V NOTCHER |  | 66.7 | Each
1891182 | SMTSLP SNAP LOCK PUNCH |  | 63.9 | Each
1891183 | SMTHSO3 3" OFFSET | HAND SEAMER | 97.65 | Each
1891184 | SMTHS6 6" HAND SEAMER |  | 137.35 | Each
1891185 | SMTHS3 3" HAND SEAMER |  | 82.1 | Each
1891186 | SMTBC3 3 BLADE CRIMPER |  | 60 | Each
1891187 | SMTBC5 5 BLADE CRIMPER |  | 84.95 | Each
1891189 | SMTPDC PIPE DUCT CUTTER |  | 74.65 | Each
1891190 | SMTCTTT CABLE TIE | TENSIONING TOOL | 99.2 | Each
1891191 | SMTHC212 HOLE CUTTER | 2" TO 12" | 138.3 | Each
1891192 | SMTHC220 HOLE CUTTER | 2" TO 20" | 170.35 | Each
1891193 | SMTHCRB HOLE CUTTER | REP BIT 1PK | 30.65 | Each
1891331 | SMTDK DUCT KNIFE |  | 66.3 | Each
HPB1701 | Pocket Brake |  | 90.8 | Each
1950568 | 14HHS36 1/4" STAINLESS | STEEL VAC 36" | 294.95 | Each
1950569 | 38SSH36 3/8" STAINLESS | STEEL VAC 36" | 241.85 | Each
1950570 | 14SSH60 1/4" STAINLESS | STEEL VAC 60" | 263.6 | Each
1950651 | 38SSH60 3/8" STAINLESS | STEEL VAC 60" | 290.55 | Each
1839008 | S1458 PUNCH SWAGE SET | 5PC 1/4" TO 5/8" 5Pc est | 85.2 | Pack
1839009 | MS MULTI-SWAGE PUNCH | 1/4" TO 5/8" | 27.8 | Each
1839015 | CS COMPACT SWAGE TOOL | 5/16" TO 1 5/8" | 1040.05 | Each
1839016 | CSEH516 EXPANDER HEAD | 5/16" | 102 | Each
1839017 | CSEH38 EXPANDER HEAD | 3/8" | 92.35 | Each
1839018 | CSEH12 EXPANDER HEAD | 1/2" | 90.55 | Each
1839019 | CSEH58 EXPANDER HEAD | 5/8" | 92.6 | Each
1839020 | CSEH34 EXPANDER HEAD | 3/4" | 103.1 | Each
1839021 | CSEH78 EXPANDER HEAD | 7/8" | 113.05 | Each
1839022 | CSEH118 EXPANDER HEAD | 1 1/8" | 173.8 | Each
1839023 | CSEH138 EXPANDER HEAD | 1 3/8" | 254.2 | Each
1839024 | CSEH158 EXPANDER HEAD | 1 5/8" | 244.55 | Each
1839025 | CSB COMPACT SWAGE BODY | KIT | 606.75 | Each
1937684 | FSB BASIC FLARE/SWAGE | 1/8" TO 3/4" | 412.5 | Each
1937685 | FTOK ORBITAL FLARE KIT | W/ TC AND DT | 490.55 | Each
1964041 | DCS DELUXE COMPACT SWAGE | KT 1/4 TO 1-5/8 | 1916.7 | Each
1964042 | CSEH14 EXPANDER HEAD 1/4 |  | 92 | Each
1964043 | CSEH218 EXPANDER HEAD | 2 1/8" | 463.85 | Each
1885381 | TC1858 TUBE CUTTER | 1/8" - 5/8" | 46.6 | Each
1885382 | TC181 TUBE CUTTER | 1/8" - 1" | 94.65 | Each
1885383 | TC18118 TUBE CUTTER | 1/8" - 1-1/8" | 82.25 | Each
1885384 | TC18138 TUBE CUTTER | 1/8" - 1-3/8" | 177.65 | Each
1885385 | TC18134 TUBE CUTTER | 1/8" - 1-3/4" | 287 | Each
1885386 | TCWS SMALL TUBE CUTTER | WHEEL Pack of 2 | 29.85 | Pack
1885387 | TCW TUBE CUTTER WHEEL | Pack of 2 | 32 | Pack
1885388 | PTC PLASTIC TUBE CUTTER | 1 5/16" MAX OD | 108.65 | Each
1885390 | PTCRB PLASTIC TUBE | CUTTER REP BLADE | 33.65 | Each
1885393 | RPTC158 RACH PLASTIC | TC 1 5/8" MAX OD | 207.1 | Each
1885394 | RPTC158RB RATCH PLASTIC | TC REP BLADE | 51.15 | Each
1885395 | RPTC238 RATCH PLASTIC | TC 2 3/8" MAX OD | 270.4 | Each
1885396 | RPTC238RB RATCH PLASTIC | TC REP BLADE | 106.4 | Each
1885432 | BMUKB BI METAL UTILITY | KNIFE BLADES 5 Pc Set | 5.2 | Pack
1885433 | UKHF FOLDING UTILITY | KNIFE HANDLE | 35.35 | Each
1885434 | UKHR RETRACTABLE UTILITY | KNIFE HANDLE | 36.25 | Each
1948211 | VPOQ VACUUM PUMP OIL | QUART 12/CA SOLD BY EA | 21 | Each
1948212 | VPOG VACUUM PUMP OIL | GAL 6/CA SOLD BY EA | 70.1 | Each
1947970 | VP3 VACUUM PUMP 3 CFM |  | 889.7 | Each
1948121 | VP5 VACUUM PUMP 5 CFM |  | 904.5 | Each
1948122 | VP9 VACUUM PUMP 9 CFM |  | 1516.25 | Each
1950532 | VP12 VACUUM PUMP | 12 CFM DCBL | 1713.15 | Each
1950536 | DCBL RECOVERY MACHINE |  | 1895.3 | Each
1947967 | VCR14 VALVE CORE REMOVAL | TOOL 1/4" | 147.9 | Each
1947968 | VCR516 VALVE CORE | REMOVAL TOOL 5/16" | 212.9 | Each
1839078 | HT HVAC/R TOTE |  | 147.8 | Each
1839079 | TCB TOOL CENTER BAG |  | 297.85 | Each
1839080 | BKB BACKPACK BAG |  | 289.1 | Each
1839081 | ZP ZIPPER POUCH |  | 21.6 | Each
1891463 | GLOVESMM SHEET METAL | GLOVES MED 1 Pair | 66 | Each
1891469 | GLOVESML SHEET METAL | GLOVES LG 1 Pair | 66 | Each
1891592 | GLOVESMXL SHEET METAL | GLOVES XL 1 Pair | 66 | Each
1891606 | GLOVEHVACM HVAC/R GLOVES | MED 1 Pair | 47.9 | Each
1891607 | GLOVEHVACL HVAC/R GLOVES | LG | 47.9 | Each
1891624 | GLOVEHVACXL HVAC/R GLOVE | S XL 1 Pair | 47.95 | Each
1891625 | HVACSCS HVAC/R UTILITY | CARRYING STRAP | 72.45 | Each
1891628 | HVACBP HVAC/R UTILITY | BACKPACK | 266.05 | Each
433-01 | FRESHDUCT ODOR ELIMIN. | CON 15OZ BOTTLE | 58 | Each
433-24 | FRESHDUCT ODOR ELIMIN. | CON CASE OF 12 | 627.15 | 12CA
472-06 | FRESHDUCT ODOR ELIMIN. | AERO CASE OF 6 | 145.6 | 6CA
491-01 | MOLD CONTROL CONCENTRATE | HVAC 15 OZ BOTTLE | 197.25 | Each
491-12 | MOLD CONTROL CONCENTRATE | HVAC CASE OF 12 | 2053.8 | 12CA
505-01 | MICRO COIL CLEAN | (AEROSOL) 17 OZ | 24.6 | Each
505-06 | MICRO COIL CLEAN | (AEROSOL) CASE OF 6 | 134.4 | 6CA
510-01 | MICRO COIL CLEAN | (CONCENTRATE) ONE BOTTLE | 17.55 | Each
520-01 | POWER COIL CLEAN | (CONCENTRATE) ONE GALLON | 35.75 | Each
520-04 | NO LONGER AVAILABLE | POWER COIL CLEAN 4/CA | 0 | 4CA
550-01 | MICRO COIL CLEAN | (CONCENTRATE) 5 GAL PAIL | 591.45 | Each
611-01 | DISINFECTANT | ONE GALLON BOTTLE | 68.35 | Each
611-04 | DISINFECTANT CASE OF | 4X 1-GALLON | 263.2 | 4CA
620-01 | DISINFECTANT | 32OZ BOTTLE | 77 | Each
650-01 | DISINFECTANT | 5 GALLON PAIL | 257.65 | Each
655-01 | MOLD AND MILDEW | REMOVER 55 GAL DRUM | 1326 | Each
700-06 | MINI SPLIT FIRST AID | KIT PACK OF SIX | 252.05 | 6CA
8914 | SIPHON MIXER CONDENSER | NEEDLE | 81.35 | Each
8914-ASSM | SYPHON INJECTOR ASSEMBLY |  | 54.9 | Each
8917 | ASSEMBLY, VALVE CHEMICAL | CONTROL FOR CJ-75 | 46.85 | Each
8924 | BATTERY CHARGER W/LUGS |  | 243.1 | Each
8929 | MOTOR / PUMP ONLY |  | 459.2 | Each
8932 | TUBE, 3/16ID X 5/16OD | CLEAR | 3.55 | Each
8933 | NEEDLE VALVE, SMALL |  | 50.45 | Each
8933-ASSEMBLY | CHEMICAL VALVE ASSEMBLY | CJ-125 | 77.05 | Each
8934 | PLASTIC TANK, 40 OZ |  | 20.2 | Each
8936 | BATTERY, 12V/3.8AH FOR | COILJET CJ-75 | 127.3 | Each
8940 | HOSE, SELF COILING BLACK | 1/4 NPT | 157.25 | Each
8940-20FT | HOSE SELF COILING 20' | BLACK 1/4 NPT | 225.15 | Each
8940-200E-20FT | HOSE SELF COILING 20' | BLACK W/ STRAIN RELIEF | 200.3 | Each
8943-4 | BRASS BUSHING | FGH X 1/4 NPTF | 19.25 | Each
8943-RB | SPRAY GUN COMPLETE | REPLACEMENT | 114.5 | Each
8944 | VEHICLE ADAPTER FOR | BATTERY CHARGER | 72.8 | Each
8946-S | SHOULDER PAD, COILJET |  | 45.95 | Each
8947 | CONTROL KNOB COILJET |  | 10.1 | Each
9645 | CLAMP, 5/8" EAR |  | 3.4 | Each
9647 | PLASTIC CAP, 3.5" BLACK | GOODWAY | 170.8 | Each
9647-1-S | PLASTIC CAP, 3.5" | CJ-125 (GREY) | 170.65 | Each
9648 | CLAMP, 3/8" EAR |  | 7.6 | Each
9693-2 | ADAPTER, PLUG ROUND | PIN/US TO AUSTRALIA | 5.1 | Each
9693-3 | ADAPTER PLUG ROUND PIN |  | 15.2 | Each
9808-2-70M | LID FOR 5 GALLON BUCKET | 70M | 8.5 | Each
BV-5-BUCKET-70M | BUCKET, 5 GAL 70 MIL W/ | SPEEDCLEAN LOGO ONE SIDE | 25.75 | Each
BXL-002 | FRONT SUPPORT |  | 42.6 | Each
CJ2-01-S | CJ-2, PLASTIC TANK | ORANGE COILJET | 150 | Each
CJ2-02-S | CJ-2, PLASTIC BASE | GREY COILJET | 85 | Each
CJ2-02-SE-1 | CJ-2, PLASTIC BASE BLACK | CJ-200E MACHINED | 71.05 | Each
CJ2-03-G | CJ-2, PLASTIC COVER | BLACK | 40 | Each
CJ2-03-S | CJ-2, PLASTIC COVER | GREY COILJET | 35 | Each
CJ2-3WAY-VALVE | 3 WAY VALVE 1/4" FNPT | CONNECTIONS | 141.55 | Each
CJ2-04-G | CJ-2, BATTERY DOOR BLACK |  | 46.8 | Each
CJ2-04-S | CJ-2, BATTERY DOOR | GREY COILJET | 20 | Each
CJ2-05-S | CJ-2 PUMP SHURFLO | SPEEDCLEAN | 296.2 | Each
CJ2-06-PSW | PRESSURE SWITCH CJ2-06-S | AQUATEC STYLE PUMP | 87 | Each
CJ2-06-S | CJ-2 PUMP AQUATEC |  | 405.2 | Each
CJ2-06-S-DIA | OLD STYLE DIAPHRAGM | CJ2-6 PUMP SHURFLO | 82.9 | Each
CJ2-06-S-HA | PUMP HEAD ONLY |  | 183.7 | Each
CJ2-06-S-SWITCH | OLD STYLE MICRO SWITCH | REPLACEMENT SHURFLO | 84.25 | Each
CJ2-07-1 | CHECK VALVE | 1/4 BARB 1/3 PSI | 38.1 | Each
CJ2-08 | 1/2 BARB X 1/4 BARB | PLASTIC CJ-95 | 43.95 | Each
CJ2-11 | 10-32 X 3/16 BARB |  | 36.4 | Each
CJ2-11-1 | BRASS FITTING | 10-32 X 1/4 BARB | 45.4 | Each
CJ2-11-2 | BRASS TEE | 3/8 NPT X 1/4 BARB | 75.8 | Each
CJ2-13 | SCREW SS 8-11 FOR | PLASTIC CJ-95/CC-JR | 40.6 | Each
CJ2-14-ASSM | STRAP ASSEMBLY |  | 200 | Each
CJ2-14-S-ASSM | STRAP ASSEMBLY, GRAY |  | 200 | Each
CJ2-15 | CLEVIS PIN W/RETAINER | 1/4"OD, 1" LONG | 23.7 | Each
CJ2-16 | ELECTRICAL HARNESS | COMPLETE | 130 | Each
CJ2-16-ASSEMBLY | ELECTRICAL HARNESS |  | 130 | Each
CJ2-17 | FUSE, 15A |  | 3.4 | Each
CJ2-20 | ELBOW, 1/4 BARB X | 3/8 MNPT BRASS | 45 | Each
CJ2-22 | SWITCH |  | 55.2 | Each
CJ2-23 | PLUG BATTERY CHARGER | JACK V6, CJ2.IGS | 59.65 | Each
CJ2-25 | BATTERY CHARGER W/LUGS |  | 352.1 | Each
CJ2-25B25NPT | ELBOW, 1/4 NPT MALE | 1/4 TUBE | 58.15 | Each
CJ2-26 | EURO PLUG 2.5A-250V | TYPE C BLACK | 70.25 | Each
CJ2-SPHN-38MNPT | SIPHON INJECTOR | 3/8" MNPT BRASS | 62.9 | Each
CJ2-VALVE-ASSEM | COILJET VALVE ASSEMBLY |  | 101.6 | Each
CJ95-KIT-SB | NO LONGER AVAILABLE | FOR SPARE BATTERY | 0 | Each
CJ-125 | COILJET - SPEEDCLEAN |  | 1481.05 | Each
CJ-125-F | COILJET SPEEDCLEAN | EURO PLUG | 1373.25 | Each
CJ125-KIT-SB | CJ-125 CHARGER KIT FOR | SPARE BATTERY | 431.1 | Each
CJ-125-LH | COILJET - SPEEDCLEAN | (CE) W/ 20' HOSE | 1519.45 | Each
CJ-125-LH-AU | COILJET SPEEDCLEAN | AU PLUG LONG HOSE | 1595.65 | Each
CJ-125-LH-F | COILJET SPEEDCLEAN EUR | PLUG LONG HOSE | 1307.1 | Each
CJ-125-R | COILJET - SPEEDCLEAN | (CE) REFURBISHED UNIT | 1144.85 | Each
CJ-125-SVCKIT | KIT SERVICE CJ-125 |  | 202.05 | Each
CJ-200E | COILJET 200 PSI |  | 1982.55 | Each
CJ-200E-A | COILJET 200 PSI 230V | 50/60HZ | 1833.75 | Each
CJ-200E-A-F | COILJET 200 PSI 230V | FRANCE | 1929.3 | Each
CJ-200E-R | COILJET 200 PSI REFURB |  | 1509.2 | Each
CJ-9613 | SEALED LEAD ACID | BATTERY, 12V/15AH | 95.2 | Each
CJ-9655 | 18" EXTENSION LANCE | ASSEMBLY | 78 | Each
CJ-9657 | 36" EXTENSION LANCE | ASSEMBLY | 90 | Each
CJ-9658 | 48" EXTENSION LANCE | ASSEMBLY | 100 | Each
CJ-9659 | 60" EXTENSION LANCE | ASSEMBLY | 110 | Each
CJ-9689 | BATTERY, 12V/7AH |  | 120.25 | Each
CJ-9693 | BATTERY CHARGER FOR | COILJET | 109 | Each
CJ-HF-EXTHOSE | HOSE ASSEMBLY |  | 114.05 | Each
CJ-MSB-ACC-KIT | MINI-SPLIT CLEANING | ACCESSORY KIT | 412.45 | Each
CJ-QDN-0003R | NOZZLE PINPOINT QUICK | DISCONNECT | 25 | Each
CJ-QDN-90 | 90 DEG QUICK DISCONNECT | ADAPTER | 60 | Each
CJ-QDN-1503Y | NOZZLE 15 DEG QUICK | DISCONNECT | 292.9 | Each
CJ-QDN-1512Y | NOZZLE 15 DEG, 12 QUICK | DISCONNECT YELLOW | 26 | Each
CJ-QDN-2508G | NOZZLE 25DEG 8.0 ORIFICE | W/QUICK DISCONNECT | 18 | Each
CJ-QDN-25055G | NOZZLE 25 DEG QUICK | DISCONNECT | 25 | Each
CJ-QDN-LP25 | NOZZLE QUICK DISCONNECT | LOW PRESSURE | 27 | Each
CJ-RCC-13 | PRIMARY HOSE 12FT | FLOWJET | 128.25 | Each
CJ-WWSS | SECTIONAL WONDER WAND | STAINLESS STEEL | 162 | Each
CJ-WWSS-EXT | EXTENSION 16" SS WONDER | WAND | 30.15 | Each
CSB-010 | BAG CARRY CASSETTE | BIB | 168.45 | Each
FLOWJET-60 | FLOWJET, SPEEDCLEAN 115V | 60Hz | 3758.1 | Each
FLOWJET-60-R | FLOWJET, SPEEDCLEAN 115V | 60HZ REFURBISHED UNIT | 2402.25 | Each
HWC-031 | CLAMP, HOSE 5/16 |  | 1.9 | Each
HWC-041 | CLAMP, HOSE 7/16 |  | 1.9 | Each
HWC-071 | HOSE CLAMP FOR 45/64" | TO 53/64" | 2.6 | Each
HWCB-3A | 3A CIRCUIT BREAKER | 125V-250V 1 POLE | 19.95 | Each
HWHK-6218 | HOOK, ADJUSTABLE |  | 5.3 | Each
HWP-38FNPT-25B | BARBED FITTING BRASS | 3/8" FNPT X 1/4 BARB | 19.55 | Each
HWPH-042-25 | HAIR PIN .042 DIA FOR | 1/4 SHAFT | 40 | Each
MSB-02 | NO LONGER AVAILABLE | FRONT BOW SUPPORT | 0 | Each
MSB-03 | SIDE ANCHOR |  | 2.05 | Each
MSB-05-1 | FLASHING, MINI SPLIT BIB | SHORT | 6 | Each
MSB-05-2 | NO LONGER AVAILABLE | FLASHING, MINI SPLIT BIB | 0 | Each
MSB-06 | NO LONGER AVAILABLE | SHOCK CORD/ COLOUR BLACK | 0 | Each
MSB-KIT-NB | MINI-SPLIT BIB KIT W/O | BUCKET | 481.4 | Each
MSB-KIT-NB-20 | MINI-SPLIT BIB KIT W/O | BUCKET, 20 PACK | 3754.9 | 20pk
MSB-KIT-XL-NB | MINI-SPLIT BIB KIT XL | W/O BUCKET | 406.5 | Each
MSB-KIT-XL-NB-20 | MINI-SPLIT BIB XL KIT | W/O BUCKET, 20 PACK | 6668.75 | 20pk
QDN-1508-Y | NOZZLE 15 DEG 08 QUICK | DISCONNECT, YELLOW | 22.45 | Each
QDN-2508G | NOZZLE 25DEG 8.0 ORIFICE | W/QUICK DISCONNECT GRN | 22.8 | Each
QDN-15025Y | NOZZLE 15DEG 2.5 ORIFICE | W/QUICK DISCONNECT | 25.05 | Each
QDN-MAP | MALE QUICK CONNECT |  | 0.45 | Each
RCC-01-S | MOUNTING PLATE FRONT | SC, GRAY | 73.4 | Each
RCC-02-S | MOUNTING PLATE REAR | SC, GRAY | 85.6 | Each
RCC-03-S | COVER SC, ORANGE |  | 29.5 | Each
RCC-09 | PUMP 2.2GPM 3/4 SHAFT |  | 902.7 | Each
RCC-09-BPK | BYPASS KIT RCC-09 |  | 151.6 | Each
RCC-09-EZ-SPRING | SPRING EZ START | RCC-09 PUMP | 2.55 | Each
RCC-09-SK | WATER SEAL KIT FOR | RCC-09 PUMP | 62.75 | Each
RCC-09-SPHNKIT | SIPHON INJECTOR REPAIR | KIT RCC-09 & RCC-10 PUMP | 40.35 | Each
RCC-11 | MOTOR AC .75HP 56FRAME | NO BASE | 990.85 | Each
RCC-13-1 | HOSE HI PRESSURE, 12' |  | 53.95 | Each
RCC-15-1 | SWITCH 1HP ON/OFF ROCKER | BLACK | 50 | Each
RCC-17 | HEAT SHIELD, SET OF 2 |  | 424.85 | Each
RCC-21 | SHAFT ADAPTER 5/8 TO 3/4 | 1.5 LONG | 109.7 | Each
RCC-22 | KEY MOTOR | 019 X 0.25 X 1 3/8 L | 64.95 | Each
RCC-23 | SPRAY GUN ASSEMBLY | FLOWJET | 216.3 | Each
SC-4774-1 | COIL GUN PROBE |  | 63.6 | Each
SC-4774-2 | ADAPTER PLASTIC COIL | GUN PROBE | 0.75 | Each
SC-CB-STAND | STAND, CASSETTE BIB |  | 911.7 | Each
SC-CS-100 | COILSHOT COMPLETE W/ | FOAMING NOZZLE | 207.4 | Each
SC-CS-DISPLAY | COIL SHOT GUN DISPLAY | KIT | 545.5 | Each
SC-CS-GH-NUT | HOSE CONNECTOR, COILSHOT |  | 4.8 | Each
SC-CS-LATCH | LATCH QUICK CONNECT FOR | COILSHOT GUN NOZZLE | 2.6 | Each
SC-CS-NOZZLE | NOZZLE FOR COILSHOT GUN |  | 6.95 | Each
SC-CS-OR-DR | DOOR O RING |  | 2.95 | Each
SC-CS-TABLET-1 | COILSHOT TABLET, SLEEVE |  | 2.6 | Each
SC-DS-5 | BUCKET DESCALING SYSTEM |  | 1289 | Each
SC-DS-5-1 | PUMP ASSEMBLY |  | 625.85 | Each
SC-DS-5-1-1 | PUMP, NO FITTINGS |  | 615.15 | Each
SC-DS-5-1-2 | INLET FITTING 3/8 BARB | ELBOW | 41.45 | Each
SC-DS-5-1-3 | OUTLET FITTING 1/2 BARB | ELBOW | 43.65 | Each
SC-DS-5-3 | COVER, MOTOR |  | 65.25 | Each
SC-DS-5-5 | DOOR |  | 44.65 | Each
SC-DS-5-9 | STRAINER, INLET |  | 48.15 | Each
SC-DS-5-11 | PURGE VALVE FLIP TOP |  | 47.4 | Each
SC-DS-5-16 | FUSE 1.25A TIME DELAY |  | 149.15 | Each
SC-DS-5A | BUCKET DESCALING SYSTEM | 220V 50 Hz | 1062.85 | Each
SC-DS-5-EXTHOSE | EXTENSION HOSE SET | (SET OF 2) | 217.4 | Each
SC-DS-5-HS-OTLT | HOSE, OUTLET/RETURN |  | 113.6 | Each
SC-DS-5-VLV-KIT | VALVE KIT |  | 42.85 | Each
SC-DS-HS38ID | HOSE INLET 3/8" I.D | 26.5" 3EA PER ASSEMBLY | 2.25 | Each
SC-DS-HS50ID | HOSE INLET 1/2" I.D. 22" | 2 EA PER ASSEMBLY | 2.25 | Each
SC-DS-PH-PAPER | PH PAPER 0-13 PH RANGE |  | 31.2 | Each
SC-RCC-14 | SPRAY GUN ASSEMBLY |  | 218 | Each
SC-VSC-7000 | VAPOR-STEAM CLEANER | 1500W 115V | 2215 | Each
SC-VSC-7000A-50 | VAPOR-STEAM CLEANER | 1500W 230V 50/60 Hz | 2746 | Each
SC-VSC-7000-R | REFURBISHED VAPOR STEAM | CLEANER | 2507.45 | Each
SC-VSC-D0024 | ROUND NYLON BRUSH | SC-VSC-7000, 2.5" OD | 36.5 | Each
SC-VSC-D0025 | TRIANGLE NYLON BRUSH | SC-VSC-7000, 3"X3"X3.5" | 54.3 | Each
SC-VSC-G0018 | NYLON DETAIL BRUSH | SC-VSC-7000, 1" OD | 10.65 | Each
SC-VSC-G0125 | STAINLESS STEEL DETAIL | BRUSH SC-VSC-7000, 1"OD | 17.7 | Each
SC-VSC-G0126 | BRASS DETAIL BRUSH | SC-VSC-7000, 1" OD | 26.25 | Each
SC-VSC-J0200 | DRAIN CLEANER NOZZLE | SC-VSC-7000, 2.5" OD | 19.15 | Each
SC-VSC-J0680 | ROUND BRASS BRUSH | SC-VSC-7000, 2.5" OD | 53.85 | Each
SC-VSC-J11096 | STEAM HOSE 3 METERS | SC-VSC-7000 | 562.55 | Each
SC-VSC-M0018-N | EXTENSION BLACK W/BUTTON | SC-VSC-7000, 20" | 90.45 | Each
SC-VSC-M0113 | TRIANGULAR BRUSH | SC-VSC-7000, 6" SIDE | 200.3 | Each
SC-VSC-M0114 | DETAIL NOZZLE W/ 1 HOLE | SC-VSC-7000, 9" LENGTH | 45.85 | Each
SC-VSC-M0115 | DETAIL NOZZLE W/ 3 HOLES | SC-VSC-7000, 9" LENGTH | 38.85 | Each
SC-VSC-M0117-N | GLASS CLEANER ASSEMBLED | SC-VSC-7000, 10" WIDTH | 118.1 | Each
SC-VSC-M0119 | RUBBER BLADES FOR GLASS | CLEANER SC-VSC-7000 10"W | 45.6 | Each
SC-VSC-M0122 | FLOOR BRUSH SC-VSC-7000 | 11.5" WIDTH | 419.65 | Each
8945 | WAND EXTENSION 36"LONG | WITH 90 DEGREE TIP | 180 | Each
8945-0-DEG-FLEX | FLEXIBLE SPRAY WAND 24" | W/ NOZZLE - 0 DEGREE | 170 | Each
8945-0-DEG-FW12 | FLEXIBLE SPRAY WAND 12" | W/ NOZZLE - 0 DEGREE | 160 | Each
8945-24 | WAND EXTENSION 24" LONG | W/ 90 DEGREE TIP | 210 | Each
8945-48 | WAND EXTENSION 48" LONG | W/ 90 DEGREE TIP | 235 | Each
8945-60 | WAND EXTENSION 60" LONG | W/ 90 DEGREE TIP | 170 | Each
8945-FLEX-24 | FLEXIBLE SPRAY WAND | W/ NOZZLE | 228.9 | Each
CJ2-24 | BATTERY CHARGER | 12 VOLTS 3 AMP | 155.05 | Each
CJ-9619 | FOAMING NOZZLE ASSEMBLY |  | 130 | Each
CJ-9656 | 24" EXTENSION LANCE | ASSEMBLY | 80 | Each
CJ-QDN-0004R | NOZZLE PINPOINT QUICK | DISCONNECT | 25 | Each
CJ-QDN-45 | 45 DEG QUICK | DISCONNECT ADAPTER | 70 | Each
CJ-QDN-1504Y | NOZZLE 15 DEG QUICK | DISCONNECT | 35 | Each
CN-03 | CONDENSER NEEDLE |  | 585.9 | Each
CN-03-6 PK | CONDENSER NEEDLE | 6/Pack | 2314.7 | 6pk
GS-027A | REPLACEMENT PUMP FOR | CJ-200E | 358.05 | Each
SC-CS-TABS | COILSHOT TABLETS | BOX OF 8 | 41 | 8pk
SC-CS-TABS-HD | HEAVY DUTY COILSHOT | TABLET PACK OF 6 | 62.6 | 6pk
SC-CS-WAND | COILSHOT WAND ASSY |  | 63.65 | Each
SC-WWSS-HF | SECTIONAL WONDER WAND | STAINLESS STEEL HI-FLO | 116.55 | Each
BXL-001 | BAG, MINI SPLIT - XL |  | 310.7 | Each
CSB-011 | BIB, CASSETTE |  | 125 | Each
MSB-01 | BIB REPLACEMENT FOR | MSB-KIT | 140 | Each
MSB-07-1 | PROTECTIVE FILM | REMOVABLE TAPE | 82.7 | Each
MSB-14 | Bib, Replacement for | MSB-360-KIT | 131.8 | Each
MSB-360-KIT | MINI-SPLIT 360 BIB KIT |  | 485.75 | Each
MSB-KIT | MINI-SPLIT BIB KIT |  | 235 | Each
MSB-KIT-XL | MINI-SPLIT BIB KIT XL |  | 325 | Each
SC-CB | CASSETTE BIB W/BUNGEES & | BUCKET | 253 | Each
SC-CB-NB | CASSETTE BIB W/BUNGEES | W/O BUCKET | 260 | Each
TUV-APCO-DER | 18-32V Dual In-Duct Air | Purifier 2nd Lamp 1YR | 874.5 | Each
TUV-APCO-DER2 | 18-32V Dual In-Duct Air | Purifier 2nd Lamp 2YR | 989.8 | Each
TUV-APCO-DI2P | 110-277V Dual In-Duct | Air Purifier 2nd Lamp 2Y | 1001 | Each
TUV-APCO-ER | 18-32V In-Duct Air | Purifier, 1YR | 583 | Each
TUV-APCO-ER2 | 18-32V In-Duct Air | Purifier, 2YR | 643.45 | Each
TUV-APCO-MAG11-ER2 | 18-32V Mag. Mount Air | Purifier 4CRNB Cell Lamp | 588.55 | Each
TUV-APCO-MAG15 | MAG Series Upgrade Kit | Carbon Matrix Only 6CRBN | 324.9 | Each
TUV-APCO-MAG15-DT2 | 110-277V Mag. Mount Air | Purifier 6CRNB 2nd Lamp | 1028.55 | Each
TUV-APCO-MAG15-ER2 | 18-32V Mag. Mount Air | Purifier 6CRNB 15"Lamp | 643.5 | Each
TUV-APCO-RT-DT2 | 110-277V Compact In-Duct | Air Purifier Remote&Lamp | 902 | Each
TUV-APCO-RT-ER2 | 18-32V Compact In-Duct | Air Purifier RemotePower | 599.55 | Each
TUV-APCO-RT-ST2 | 110-277V Compact In-Duct | Air Purifier RemotePower | 643.55 | Each
TUV-APCO-SI2P | 110-277V In-Duct Air | Purifier, 2YR | 704.05 | Each
TUV-APCOX-DER3 | In-Duct Air Purifier w/ | V-Twin EverCarbon Matrix | 1033.85 | Each
TUV-APCOX-DI3P | In-Duct Air Purifier w/ | V-Twin EverCarbon Matrix | 1006.5 | Each
TUV-APCOX-ER3 | In-Duct Air Purifier w/ | V-Twin EverCarbon Matrix | 742.4 | Each
TUV-APCOX-MAG11-ER3 | 18-32V Magnet Mount Air | Purifier, 11in Lamp, 3YR | 695 | Each
TUV-APCOX-MAG11-ST3 | 110-227V Magnet Mount | Purifier, 11in Lamp, 3YR | 717 | Each
TUV-APCOX-MAG15 | Upgrade Kit Magnet Mount | Purifier No Lamp&Ballast | 355 | Each
TUV-APCOX-MAG15-DT3 | 110-277V Magnet Mount | Purifier, 15in Lamp, 3YR | 1082 | Each
TUV-APCOX-MAG15-ER3 | 18-32V Magnet Mount Air | Purifier, 15in Lamp, 3YR | 755.5 | Each
TUV-APCOX-MAG15-ST3 | 110-277V Magnet Mount | Purifier, 15in Lamp, 3YR | 748.5 | Each
TUV-APCOX-SI3P | In-Duct Air Purifier w/ | V-Twin EverCarbon Matrix | 781.05 | Each
TUVC-TRS-D | CORE, TRS Mounting Sys. | for Dual Lamp | 167.2 | Each
TUVC-TRS-S | CORE, TRS Mounting Sys. | for Single Lamp | 101.25 | Each
TUV-BTXL-232D | 32" Dual lamp, High | Output, 110-277V | 1859.2 | Each
TUV-BTXL-232S | 32" Single lamp, High | Output, 110-277V | 1281.45 | Each
TUV-BTXL-246D | 46" Dual lamp, High | Output, 110-277V | 2012.9 | Each
TUV-BTXL-246S | 46" Single lamp, High | Output, 110-277V | 1353.15 | Each
TUV-BTXL-260D | 60" Dual lamp, High | Output, 110-277V | 2821.25 | Each
TUV-BTXL-260S | 60" Single lamp, High | Output, 110-277V | 1589.7 | Each
TUVC-218D-HO | CORE, High Output Dual | Lamp 18"(45cm), 2YR WNTY | 1441 | Each
TUVC-218S-HO | CORE, High Output Single | Lamp 18"(45cm), 2YR WNTY | 969.15 | Each
TUVC-224D-HO | CORE, High Output Dual | Lamp 24"(60cm), 2YR WNTY | 1457.5 | Each
TUVC-224D-TFHO-RFK | Dual High Output Teflon | Lamps, 12" Cords | 784 | Each
TUVC-224S-HO | CORE, High Output Single | Lamp 24"(60cm), 2YR WNTY | 1056.05 | Each
TUVC-232D-HO | CORE, High Output Dual | Lamp 32"(81cm), 2YR WNTY | 1485 | Each
TUVC-232D-TFHO | 32" 18000Hrs High Output | Teflon 2 Lamps | 1536.72 | Each
TUVC-232S-HO | CORE, High Output Single | Lamp 32"(81cm), 2YR WNTY | 1072.7 | Each
TUVC-246D-HO | CORE, High Output Dual | Lamp 46"(117cm), 2YR WTY | 1639.05 | Each
TUVC-246D-TFHO | 46" 18000Hrs High Output | Teflon 2 Lamps | 1639.03 | Each
TUVC-246S-HO | CORE, High Output Single | Lamp 46"(117cm), 2YR WTY | 1144.05 | Each
TUVC-246S-TFHO | 46" 18000Hrs High Output | Teflon 1 Lamp | 1127.48 | Each
TUVC-260D-HO | CORE, High Output Dual | Lamp 60"(152cm), 2YR WTY | 2018.55 | Each
TUVC-260D-TFHO | 60" 18000Hrs High Output | Teflon 2 Lamps | 2153.02 | Each
TUVC-260S-HO | CORE, High Output Single | Lamp 60"(152cm), 2YR WTY | 1155.05 | Each
TUVC-ADS-218D-HO | ADS, 2 Lamp High Output | 18" (45cm), 2YR Warranty | 1749 | Each
TUVC-ADS-218H-HO | ADS, 6 Lamp High Output | 18" (45cm), 2YR Warranty | 4840.05 | Each
TUVC-ADS-218Q-HO | ADS, 4 Lamp High Output | 18" (45cm), 2YR Warranty | 3294.5 | Each
TUVC-ADS-224D-HO | ADS, 2 Lamp High Output | 24" (60cm), 2YR Warranty | 1771.05 | Each
TUVC-ADS-224H-HO | ADS, 6 Lamp High Output | 24" (60cm), 2YR Warranty | 4906 | Each
TUVC-ADS-224Q-HO | ADS, 4 Lamp High Output | 24" (60cm), 2YR Warranty | 3338.5 | Each
TUVC-ADS-232D-HO | ADS, 2 Lamp High Output | 32" (81cm), 2YR Warranty | 1793 | Each
TUVC-ADS-232H-HO | ADS, 6 Lamp High Output | 32" (81cm), 2YR Warranty | 4972.05 | Each
TUVC-ADS-232Q-HO | ADS, 4 Lamp High Output | 32" (81cm), 2YR Warranty | 3382.5 | Each
TUVC-ADS-246D-HO | ADS, 2 Lamp High Output | 46" (117cm), 2YR WRTY | 1980 | Each
TUVC-ADS-246H-HO | ADS, 6 Lamp High Output | 46" (117cm), 2YR WRTY | 5472.5 | Each
TUVC-ADS-246Q-HO | ADS, 4 Lamp High Output | 46" (117cm), 2YR WRTY | 3723.5 | Each
TUVC-ADS-260D-HO | ADS, 2 Lamp High Output | 60" (152cm), 2YR WRTY | 2359.5 | Each
TUVC-ADS-260H-HO | ADS, 6 Lamp High Output | 60" (152cm), 2YR WRTY | 6600 | Each
TUVC-ADS-260Q-HO | ADS, 4 Lamp High Output | 60" (152cm), 2YR WRTY | 4482.5 | Each
TUVC-UAFS-260D-HO | Upper Air, 2 HO Lamp | 60", 2Y Warranty | 1560 | Each
TUVC-VP-O | Viewport Large Circular |  | 280.55 | Each
TUVC-VS | Vertical Support for TRS |  | 66 | Each
TUV-ICE-ST | 1107-277V Germicidal UV | Sys for Ice Machines | 385.05 | Each
TUV-TFK-ER2 | 18-32V Germicidal UV Sys | For PTAC & Fan Coil Unit | 357.55 | Each
TUV-TFK-ER2-OS | 18-32V Germicidal UV Sys | For PTAC & Fan Coil Unit | 385.05 | Each
TUV-TFK-I2 | 110-277V UV Sys. PTAC/ | Fan Coil Units, On/Off | 539 | Each
TUV-TFK-I2-OS | 110-277V UV Sys. PTAC/ | Fan Coil Units, On/Off | 566.5 | Each
TUV-TFK-ST2 | 110-277V Germicidal UV | Sys, PTAC/Fan Coil Units | 390.5 | Each
TUV-TFK-ST2-OS | 110-277V Germicidal UV | Sys, PTAC&Fan Coil Units | 390.5 | Each
RHC-PCO-1-1625 | Purity Filter Frame, | 16"x25" | 121.05 | Each
TUV-PCO-1-1625 | Purity Filter Frame, | 16"x25" | 121.05 | Each
TUV-PCO-1-2025 | Purity Filter Frame, | 20"x25" | 121.05 | Each
TUV-PHE-ACFPS | Purity Ultra Activated | Carbon Pre-Filter | 187 | Each
TUV-PHE-HF | Purity Ultra HEPA Filter |  | 308.05 | Each
TUV-PLP-14X25NB | 24V LP Purity Filter, | 14"x25" Extra Pad&Cable | 440.05 | Each
TUV-PLP-20X20NB | 24V LP Purity Filter, | 20"x20" Extra Pad&Cable | 440.05 | Each
TUV-PLP-1620 | 24V LP Purity Filter, | 16"x20" Extra Pad&Cable | 440.05 | Each
TUV-PLP-1625 | 24V LP Purity Filter, | 16"x25" Extra Pad&Cable | 440.05 | Each
TUV-PLP-1820 | 24V LP Purity Filter, | 18"x20" Extra Pad&Cable | 440.05 | Each
TUV-PLP-1825 | 24V LP Purity Filter, | 18"x25" Extra Pad&Cable | 440.05 | Each
TUV-PLP-2025 | 24V LP Purity Filter, | 20"x25" Extra Pad&Cable | 440.05 | Each
TUV-PPC-09.750X30.750NB | 1Pk Med GlsCNoT | 9.75X30.75NB | 24.2 | Each
TUV-PPC-09.750X42.750NB | 1Pk Med GlsCNoT | 9.75X42.75NB | 24.2 | Each
TUV-PPC-12.250X42.750NB | 1Pk Med GlsCNoT | 12.25X42.75NB | 24.2 | Each
TUV-PPC-12.750X42.750NB | 1Pk Med GlsCNoT | 12.75X42.75NB | 24.2 | Each
TUV-PPC-12X24NB | 1Pk Med GlsCNoT | 12.00X24.00NB | 24.2 | Each
TUV-PPC-14.250X42.750NB | 1Pk Med GlsCNoT | 14.25X42.75NB | 24.2 | Each
TUV-PPC-14.625X20.250NB | 1Pk Med GlsCNoT | 14 5/8" X 20 1/4" NB | 24.2 | Each
TUV-PPC-15X24NB | 1Pk Med GlsCNoT | 15.00X24.00NB | 24.2 | Each
TUV-PPC-16.375X23.625NB | 1Pk Med GlsCNoT | 16.375X23.625NB | 24.2 | Each
TUV-PPC-16.375X25.375NB | 1Pk Med GlsCNoT | 16 3/8" X 25 3/8" NB | 24.2 | Each
TUV-PPC-16.750X46.750NB | 1Pk Med GlsCNoT | 16.75X46.75NB | 24.2 | Each
TUV-PPC-16X20NB | 1Pillow Pad Carbon Media | 16"x20" (BLUE); No Tubes | 24.7 | Each
TUV-PPC-16X24NB | 1Pk Med GlsCNoT | 16.00X24.00NB | 24.2 | Each
TUV-PPC-16X25NB | 1Pillow Pad Carbon Media | 16"x25" (BLUE); No Tubes | 24.7 | Each
TUV-PPC-18.625X23.625NB | 1Pk Med GlsCNoT | 18.625X23.625NB | 24.2 | Each
TUV-PPC-18.625X25.375NB | 1Pk Med GlsCNoT | 18 5/8" X 25 3/8" NB | 24.2 | Each
TUV-PPC-18X24NB | 1Pk Med GlsCNoT | 18" X 24" NB | 24.2 | Each
TUV-PPC-18X25 5/8NB | 1Pk Med GlsCNoT | 18X25 5/8NB | 24.2 | Each
TUV-PPC-18X30NB | 1Pk Med GlsCNoT | 18" X 30" NB | 24.2 | Each
TUV-PPC-19.750X19.750NB | 1Pk Med GlsCNoT | 19.750X19.750NB | 24.2 | Each
TUV-PPC-19X26NB | 1Pk Med GlsCNoT | 19.00X26.00NB | 24.2 | Each
TUV-PPC-20X20NB | 1Pk Med GlsCNoT | 20.00X20.00NB | 24.2 | Each
TUV-PPC-20X24NB | 1Pk Med GlsCNoT | 20.00X24.00NB | 24.2 | Each
TUV-PPC-22.5X23.75NB | 1Pk Med GlsCNoT | 22.5X23.75NB | 24.2 | Each
TUV-PPC-23.75X28.50NB | 1Pk Med GlsCNoT | 23.75X28.50NB | 24.2 | Each
TUV-PPC-23.75X34.50NB | 1Pk Med GlsCNoT | 23.75X34.50NB | 24.2 | Each
TUV-PPC-24.50X15.50NB | 1Pillow Pad Carbon Media | 24.50x15.50,Blue,No Tube | 24.2 | Each
TUV-PPC-24X24NB | 1Pk Med GlsCNoT | 24.00X24.00NB | 24.2 | Each
TUV-PPC-28X24.50NB | 1Pillow Pad Carbon Media | 28x24.50 (BLUE); No Tub | 24.2 | Each
TUV-PPC-31X11.0625NB | 1Pillow Pad Carbon Media | 31x11.0625,Blue,No Tube | 24.2 | Each
TUV-PPC-31X19.0625NB | 1Pillow Pad Carbon Media | 31x19.0625,Blue,No Tube | 24.2 | Each
TUV-PPC-32.75X15.75NB | 1Pk Med GlsCNoT | 32.75X15.75NB | 24.2 | Each
TUV-PPC-32.750X15.500NB | 1Pk Med GlsCNoT | 32.750X15.500NB | 24.2 | Each
TUV-PPC-36.000X28.500NB | 1Pk Med GlsCNoT | 36.000X28.500NB | 24.2 | Each
TUV-PPC-36.375X23.750NB | 1Pk Med GlsCNoT | 36.375X23.750NB | 24.2 | Each
TUV-PPC-38.500X23.500NB | 1Pk Med GlsCNoT | 38.500X23.500NB | 24.2 | Each
TUV-PPC-48X24NB | 1Pk Med GlsCNoT | 48X24NB | 24.2 | Each
TUV-PRT-FM | 1" Photocatalytic Media | ONLY (Cut to Size) | 46.25 | Each
TUV-PRT-SP-BPLT-LG | Purity Large Ballast | Plate for 110/227 Plug | 165.05 | Each
TUV-RFM-4-1220 | 4" MERV 11 UV Reactive | Filter Media, Purity | 72.6 | Each
TUV-RFM-4-1225 | 4" MERV 11 UV Reactive | Filter Media, Purity | 72.6 | Each
TUV-RFM-4-1620 | 4" MERV 11 UV Reactive | Filter Media, Purity | 72.6 | Each
TUV-RFM-4-1625 | 4" MERV 11 UV Reactive | Filter Media | 72.6 | Each
TUV-RFM-4-1820 | 4" MERV 11 UV Reactive | Filter Media, Purity | 72.6 | Each
TUV-RFM-4-1825 | 4" MERV 11 UV Reactive | Filter Media, Purity | 72.6 | Each
TUV-RFM-4-2025 | 4" MERV 11 UV Reactive | Filter Media | 72.6 | Each
TUV-RFM-4-2220 | 4" MERV 11 UV Reactive | Filter Media, Purity | 72.6 | Each
TUV-CBL5 | 5 Foot Remote Mounting | Cable | 33.05 | Each
TUV-CBL10 | 10 Foot Remote Mounting | Cable | 42.95 | Each
TUVC-CBX-5E | 7 Amp Economical Multi- | Function Control Box | 1155.05 | Each
TUVP-1D-I | Power Supply |  | 389.55 | Each
TUVP-ER | Ext. Range Low Volt Pwr | Supply | 128 | Each
TUVP-ER-LED | Transformer / Power | Supply | 133.1 | Each
TUVP-ER-PCO | 18-32V Power Supply |  | 100 | Each
TUV-APCOX-SIP-LEX-D | APCO-X Counter Display | With Dummy UV Lamp | 1100.05 | Each
TUVCL-215 | BULB FOR TUV-TFK-ST2 |  | 168 | Each
TUVCL-218HO | Repl. High Output Lamp | 18" (45cm), 2YR Warranty | 236.55 | Each
TUVCL-224HO | Repl. High Output Lamp | 24" (60cm), 2YR Warranty | 247.5 | Each
TUVCL-232HO | Repl. High Output Lamp | 32" (81cm), 2YR Warranty | 258.5 | Each
TUVCL-232HO-TF | Repl.High Output Teflon | Lamp 32" (81cm) 2YR WRTY | 335.5 | Each
TUVCL-232TF | Repl. Teflon Coated Lamp | 32" (81cm), 2YR Warranty | 280.55 | Each
TUVCL-246HO | Repl. High Output Lamp | 46" (117cm), 2YR WRTY | 280.55 | Each
TUVCL-246HO-TF | Repl.High Output Teflon | Lamp 46" (117cm) 2YR WTY | 390.5 | Each
TUVCL-246TF | Repl. Teflon Coated Lamp | 46" (117cm) 2YR Warranty | 335.5 | Each
TUVCL-260HO | High Output Lamp, 60" | (152cm), 2YR Warranty | 291.5 | Each
TUVCL-260HO-TF | High Output Teflon Lamp | 60" (152cm) 1YR Warranty | 511.55 | Each
TUVCL-260TF | Repl. Teflon Coated Lamp | 60" (152cm) 2YR Warranty | 385.05 | Each
TUVC-TRSX-D | CORE, TRS Mounting Above | for Dual Lamp System | 236.55 | Each
TUVC-TRSX-S | CORE, TRS-+L-Brkts w/Mag | ,Coil Brkt,Cble&Conduit | 159.5 | Each
TUVFL-PRT-1625 | UVC lamp & 1" Frame with | 1" Photocatalytic Media | 303.3 | Each
TUVFL-PRT-XX | UVC lamp & 1" Frame with | 1" Photocatalytic Media | 308.05 | Each
TUVL-115 | One Year 15" Lamp | APCO Replacement | 101.25 | Each
TUVL-115P | One Year 15" Lamp, | Blue-Tube & AHU Repl. | 105.6 | Each
TUVL-200EZ | Two Year Lamp, | Tight Fit Kit Repl. | 176.05 | Each
TUVL-200F | UVC LAMP |  | 197 | Each
TUVL-211 | Two Year RT Lamp | APCO-RT Replacement | 154 | Each
TUVL-211P | Two Year Lamp, 11" L | APCO-MAG Replacement | 154 | Each
TUVL-215 | Two Year 15" Lamp |  | 154.05 | Each
TUVL-215D | Display Lamp |  | 1100.05 | Each
TUVL-215P | Two Year Remote 15" Lamp | Replacement | 159.5 | Each
TUVL-215P-OS | Two Year OS Lamp, 15" L | Blue-Tube & AHU Repl | 192.55 | Each
TUVL-315 | Three Year 15" Lamp. | APCO-X Replacement | 203.5 | Each
TUVL-ICE | Two Year Lamp, | ICE-UV Replacement | 176.05 | Each
TUVL-MINI | Single One Year Lamp,9"L | MINI-UV & MINI-LED Repl. | 100.15 | Each
TUVL-MINI-CE | Single One Year Lamp,9"L | MINI-UV & MINI-LED Repl. | 100.15 | Each
TUVL-MINI-LED | Mini LED Repl. Strip,40" | MINI-UV & MINI-LED | 195.85 | Each
TUVLM-PRT | UVC lamp & 1" | Photocatalytic Media | 203.5 | Each
TUV-PRT-SP-17.5F | 17.5"x28" AHU Purity | Filter Housing | 895 | Each
FA-2-6029 | 87106029.WHEEL.4 27/32" | DIA | 77.5 | Each
EC-4VEA006 | SUC. 5B 9" 31 DEG. | PLASTIC | 20.65 | Each
EC-4VEA007 | SUC. 5B 10" 28 DEG. | PLASTIC | 20.65 | Each
EC-4VEA009 | SUC. 5B 8" 28 DEG. | PLASTIC | 14.05 | Each
EC-4VEA010 | SUC. 5B 8" 34 DEG. | PLASTIC | 14.85 | Each
EC-4VEA013 | SUC. 5B 9.05"DIA 25DEG | PLASTIC FOR 9W ELCO | 17.4 | Each
EC-4W115 | 1/185 HP 115 V. 0.36 AMP | 4 WATT | 46.6 | Each
EC-4W115V835 | 1/185 HP 115 V. 0.36 AMP | 4 WATT | 112.8 | Each
FA-5FR1031-2 | 86506324.BLADE.10" DIA.. |  | 32.2 | Each
FA-5K010 | SUB FA-5K010V | VS USER INTERFACE | 464.4 | Each
FA-5K010V | Evergreen VS User | Interface Gen 2 | 423.2 | Each
FA-5K015 | 8794707JF, 16-4 PIN ECM | ADAPTER KIT | 39.6 | Each
FA-5K016 | 121A938ACK-P1,REVERSING | HARNESS | 37.95 | Each
FA-5R016 | SSC2B12CSHEMA1 MOTOR | 12WATTS 1SPD 3.87"DIA | 206.1 | Each
FA-5R020 | SSC2B13CSHEMA1 MOTOR | 16WATTS 1SPD 3.87"DIA | 222.6 | Each
FA-5R023 | ARKTIC SSC 38W Refr. Mtr | 208-230V 1550RPM TEAO | 266.55 | Each
EC-5W115 | 1/150 HP 115 VOLT 0.41 A | 5 WATT | 48.2 | Each
EC-6W115 | 1/125 HP 115 V. 0.41 AMP | 6 WATT | 46.6 | Each
EC-6W230 | 1/125 HP 230 V. 0.20 AMP | 6 WATT | 46.55 | Each
EC-9W115 | 1/83 HP 115 V. 0.58 AMP | 9 WATT | 53.2 | Each
EC-9W115V834 | 1/83 HP 115 V. 0.58 AMP | 9 WATT | 140 | Each
EC-9W230 | 1/83 HP 230 V. 0.35 AMP | 9 WATT | 53.25 | Each
EC-9W230-V1556 | 9 W 208/230V 1550 RPM |  | 138.35 | Each
EC-18W115 | 1/47 HP 115 V 1 A | 18 WATT | 108.45 | Each
EC-18W230 | 1/47 HP 230 V .5A | 18 WATT | 90.6 | Each
DD-029 | 1/8HP 115V 5/1000RPM | 2.1A 5/370V CW 5x1/2SFT | 300 | Each
DD-030 | 1/6 HP 5 SPD 950 RPM | DIRECT DRIVE | 335 | Each
DD-034 | 1/4 HP 4 SPD. 1075 R.P.M | DIRECT DRIVE | 275 | Each
EC-34W115 | 1/20 HP 115V 34 WATT |  | 100 | Each
EC-34W115-V1543 | 34W 115V 1.6A 1550RPM | 1/20HP 2P/PLUG | 238.9 | Each
EC-34W230 | 1/20 HP 230 V. 0.8 AMP | 34 WATT | 195.25 | Each
EC-34W230-V1542 | 34W 230V .80A B/B | 2P/PLUG | 238.95 | Each
DD-035 | 1/3 H.P. 4 SPD. 1075 RPM |  | 375 | Each
DD-036 | 1/2 HP 4 SPD 1075 RPM | DIRECT DRIVE 115 V | 450 | Each
DD-044 | 1/4 HP 4 SPD 1075 RPM | DIRECT DRIVE 208/230V | 285 | Each
DD-045 | 1/3 HP 4 SPD 1075 RPM | DIRECT DRIVE 208/230V | 380 | Each
DD-046 | 1/2 HP 4 SPD 1075 RPM | DIRECT DRIVE 208/230V | 575 | Each
CF-813 | 1/3 HP 825RPM 208/230V | 60HZ CONDENSER FAN | 340 | Each
CF-814 | 1/4 HP 825RPM 208/230V | 60HZ CONDENSER FAN | 275 | Each
CF-816 | 1/6 HP 825RPM 208/230V | 1.1 AMP SINGLE SPEED B/B | 239.8 | Each
DD-1314 | 1/3 HP 4 SPEED 115 V |  | 255 | Each
EE-2511 | 25W 115V CW | UNIT BEARING | 201.5 | Each
EE-2512 | 25W 208-230V CW | UNIT BEARING MOTOR | 186.95 | Each
FA-3458 | 3458 CONDENSER FAN MOTOR |  | 307.5 | Each
DD-3583 | 1/4HP 115V 48F | DIRECT DRIVE | 220 | Each
DD-3584 | 1/4HP 230V 48F | DIRECT DRIVE | 220 | Each
DD-3585 | 1/3HP 115V 48Y | DIRECT DRIVE | 245 | Each
DD-3586 | 1/3HP 230V 48F | DIRECT DRIVE | 245 | Each
DD-3587 | 1/2HP 115V 48F | DIRECT DRIVE | 300 | Each
DD-3588 | 1/2HP 230V 48F | DIRECT DRIVE | 300 | Each
DD-3589 | 3/4HP 115V 48F | DIRECT DRIVE | 310 | Each
DD-3590 | 3/4HP 230V 48Y 1075 RPM | DIRECT DRIVE | 310 | Each
FA-3596 | 5KCP39SGL853S MOTOR |  | 471.55 | Each
CF-3726 | 1/6 HP T.E. 48 FR. CON | FAN BALL BEARING | 200 | Each
CF-3732 | 1/4HP T.E. 48F BALL | CONDENSER FAN | 202.35 | Each
CF-3733 | 1/3 H.P. T.E. 48 FR CON. | FAN BALL BEARING | 214.75 | Each
CF-3734 | 1/2 H.P. T.E. 48 FR. CON | FAN BALL BEARING | 256.5 | Each
CF-3735 | 3/4 H.P. 230 V 1075 RPM |  | 285.5 | Each
FA-3992 | 3992 1/4HP 1625RPM 3SPD | 115V 48F MOTOR | 434.45 | Each
FA-3994 | 3994 1/3HP 1625RPM 3SPD | 115V 48F MOTOR | 507 | Each
BF-4701 | 1/4 HP BELTED FAN 115V. |  | 300 | Each
BF-4706 | 1/3 HP BELTED FAN 115V. |  | 335 | Each
BF-4708 | 1/2 HP BELTED FAN 115V. |  | 424.75 | Each
BF-4709 | 1/2 HP 1725 RPM 115/60 | BALL BEARING | 423.85 | Each
EE-5011 | 50W 115V CW | UNIT BEARING MOTOR | 206.5 | Each
EE-5012 | 50W 208-230V CW | UNIT BEARING MOTOR | 202.8 | Each
FA-5100A | 5SME59BVA1036MS MOTOR | 50W 115V CCW 3.44" | 239.1 | Each
FA-5101A | 5SME59BVA1038MS MOTOR | 1/15HP 1SPD 3.44"DIA | 239.1 | Each
EE-5112 | 50W 208-230V CW 5/16" | UNIT BEARING MOTOR | 240.45 | Each
FA-5200A | 5SME59BVA2037 MOTOR | 50W 230V CCW 3.44" | 244.6 | Each
EE-5211 | 4W 115V CW | UNIT BEARING MOTOR | 80.6 | Each
EE-5212 | 4W 115V CCW | UNIT BEARING MOTOR | 81.15 | Each
EE-5221 | 4W 208/230V CW | UNIT BEARING MOTOR | 81.2 | Each
EE-5222 | 4W 208/230V CCW | UNIT BEARING MOTOR | 81.2 | Each
EE-5311 | 6W 115V CW | UNIT BEARING MOTOR | 84.55 | Each
EE-5321 | 6W 230V CW | UNIT BEARING MOTOR | 90.2 | Each
EE-5411 | 9W 115V CW | UNIT BEARING MOTOR | 71.35 | Each
5411EC | PkdECMtr115-230V4-25WCW |  | 119.1 | Each
EE-5411EC | 4-25W EC Unit Bearing | Mtr 115-230V 1550RPM | 119.15 | Each
EE-5412 | 9W 115V CCW | UNIT BEARING MOTOR | 85.25 | Each
EE-5422 | 9W 208/230V CCW | UNIT BEARING MOTOR | 74.75 | Each
EE-5431 | 9W 115V 24"LDS 90DegPLG | UNIT BEARING MOTOR | 83.05 | Each
EE-5610 | 6W 115V CW PLUG HUSSMAN | UNIT BEARING MOTOR | 83.05 | Each
EE-5611 | 9W 115V 1550 RPM 0.52A | CWOSE UNIT BEARING MOTOR | 87.2 | Each
EE-5811 | 16W 115V CW | UNIT BEARING MOTOR | 119.5 | Each
EE-5821 | 16W 208/230V CW | UNIT BEARING MOTOR | 121.65 | Each
FA-6210E | 5SME39SXL449.AC MOTOR | 5.6" 1HP 1075RPM 208-230 | 1034.6 | Each
FA-6503V | 1/3HP 120/240V 1050RPM | 5.0/2.8FLA REV VS MOTOR | 659.5 | Each
FA-6505V | 1/2HP 120/240V 1050RPM | 7.7/4.3FLA REV VS MOTOR | 689.75 | Each
FA-6507V | 3/4HP 120/240V 1050RPM | 10.1/6.1FLA REV VS MOTOR | 772.15 | Each
FA-6510V | 1HP 120/240V 1050RPM | 12.8/7.4FLA REV VS MOTOR | 802.4 | Each
UH-9034 | 1/6 HP 1075 RPM 115V | UNIT HEATER | 278.25 | Each
UH-9035 | 1/4 HP 1075 RPM 115V | UNIT HEATER | 339.45 | Each
UH-9036 | 1/3 HP 1075 RPM 115V | UNIT HEATER | 408.05 | Each
15022 | 35Watt Unit Bearing Mtr | 115V 1500RPM 1.40Amps | 228.95 | Each
40025 | 1/4HP 5-5/8"Dia Unit | Heater Motor 115V 1075R | 305 | Each
40033 | 1/3HP 5-5/8"Dia Motor | 115V 1075RPM | 290 | Each
40066 | 1/6HP Unit Heater Mtr | 115V 1075RPM 2.4A Rev | 235.2 | Each
40096 | 1/15-1/30HP Direct Drive | Blwr 115V 1050RPM CWSE | 235.2 | Each
40121 | 1/70HP 3.3"Dia Motor | 115V 1550RPM CCW | 83 | Each
40242 | 1/20HP Motor 115V | 1050RPM CW | 240 | Each
40250 | 1/4HP Resilent Base Mtr | 208-230V 1625RPM 1.50A | 240 | Each
40265 | 1/6HP 5-5/8"Dia Cond Fan | Motor 208-230V 1550RPM | 182 | Each
40347 | 5"Dia Fan Coil Moto | 1/8HP 115V 1550RPM | 282 | Each
40849 | 1/6HP 5"Dia Direct Drive | Motor 115V 1050RPM | 178 | Each
41189 | 3.3" 115/208-230V 1/20HP | 1350/1550RPM | 230 | Each
43727B | 1/6 HP 1075RPM | 208-230V Motor | 166.05 | Each
43782 | 1/6HP DD Blwr Mtr 115V | 1075RPM 2.5A 3Spd PSC | 225 | Each
43783 | 1/4 HP 115V Torsion | Flex Motor | 248.65 | Each
43784 | 1/4HP 208-230V Torsion | Flex Motor | 270.9 | Each
43785 | 1/3HP 115V Torsion | Flex Motor | 284.3 | Each
43787 | 1/2HP 115V Torsion | Flex Motor | 292.8 | Each
45012 | 1/2HP Belt Drive Fan & | Blower 115V 1725RPM | 280 | Each
45052 | 1/2HP Condenser Fan Mtr | 115V 1050RPM 4Spd PSC | 260 | Each
45113 | 1/5HP Torsion Flex Motor | 115V 1075RPM 3Spd PSC | 190 | Each
45114 | 1/5HP PSC Motor 115V | 1075RPM 3Spd 3.30A | 160 | Each
45117 | 1/3HP Motor 115V | 1075RPM PSC | 180 | Each
45118 | 3/4HP Motor 115V | 1075RPM PSC | 330 | Each
45460 | 1/6-1/2HP 115 PSC | Motor | 340.8 | Each
45470 | 1/5-3/4HP 115V PSC | Motor | 382.9 | Each
45488B | 5 5/8"Dia Multi-HP Cond. | Fan Mtr 208-230V 825RPM | 245.7 | Each
46012 | 1/2HP Direct Drive | Blower 115/230V 1070RPM | 726.6 | Each
46013 | 1/3HP EC Direct Drive | Blower 115/230V 1070RPM | 609.85 | Each
46034 | 3/4HP ECM Mtr 115/ | 230V 1075RPM 8.2/4.9A | 660 | Each
48332 | 1-1/4"Stack Size Draft | Inducer 115V 3200/2800R | 323.45 | Each
50583 | 1/100HP 1550RPM 120V | Motor | 85 | Each
FA-50747-D500 | Centrifugal Blowers | 15 to 65 Free Air Output | 222.45 | Each
FA-50752-D500 | 70211835.BLOWER...1 SPD. |  | 234.15 | Each
FA-50755-D500 | 70631543.BLOWER...1 SPD. |  | 253.95 | Each
FA-50756-D500 | 70633322 BLOWER, 1 SPD |  | 454.25 | Each
FA-50769-D230 | Centrifugal Blowers | 320 to 1000 Free Air Out | 555.65 | Each
50933 | 1/50HP 1550RPM 120V | Motor | 60 | Each
61002 | 2Watt Unit Bearing Mtr | 115V 1550RPM CWLE SP | 70 | Each
61232 | 1/15HP Mtr 208-230V | 1550RPM Repl GE 11 Frame | 176.75 | Each
61331 | 1/20HP Mtr 115V 1550RPM | 2.2A 1Spd CWLE GE Repl. | 140 | Each
61332 | 1/20HP 4"Dia Motor | 208-230V 1550RPM | 135 | Each
62512 | 3/4-1 HP 1625/1350RPM | 115/230V Motor | 395 | Each
63100 | 1/2-1/3HP 1625/1350RPM | 115/230V Motor | 285.7 | Each
63110 | 3/4-1/2 HP 1625/1380RPM | 115/230V Motor | 345 | Each
65020 | 35W Unit Bearing Motor | 115V 1500RPM 1.40A 1Spd | 170 | Each
65040 | 50Watt Cast Iron Unit | Bearing Mtr 115V 1500RPM | 185 | Each
65041 | 50W Unit Bearing Motor | 230V 1500RPM 0.85A 1Spd | 170 | Each
65045 | 50W Unit Bearing Motor | 230V 1500RPM 0.85A 1Spd | 240 | Each
65100 | C Frame Motor & Impeller | Kit | 29.95 | Each
65106 | 5/8" Stack 3000RPM 115V | C Frame Motor | 29 | Each
65118 | 1/30HP Combustion Motor | Replaces Carrier | 185 | Each
65159 | 7/8 Stack C-Frame 3000RPM | 120V Motor | 51 | Each
65230 | Draft Inducer Assembly | Replaces Carrier | 297 | Each
65404 | Air Booster | Replaces Nordyne/Miller | 115 | Each
65475 | Air Booster For Coleman | Furnace | 76.05 | Each
65569 | 25MHP Combustion Motor | Replaces Carrier | 175 | Each
65570 | 25MHP Combustion Motor | Replaces Carrier | 140 | Each
65670 | 5/8" Stack C-Frame Mtr | 115V 3000RPM CWSE | 34 | Each
65812 | 16 Watt 115V CCW Cast | Iron | 85 | Each
65822 | 16 Watt 115V CCW Cast | Iron | 94 | Each
65894K | C Frame Motor Kit | Replaces Nutone | 127.25 | Each
66002 | Draft Inducer | Replaces Goodman | 160.3 | Each
66003 | 30W Draft Inducer 115V | 3250RPM .92A | 195 | Each
66056 | 1/15HP Combustion Blwr | 115V 3400RPM 0.48A 1Spd | 830 | Each
66121 | 1/50HP Blower 3000RPM | 230V 1Spd Goodman Repl. | 165.65 | Each
66126 | Draft Inducer | Replaces Goodman | 430 | Each
66254 | 1/50HP Repl. Blower 230V | 3000RPM 0.3A Replace ICP | 225 | Each
66350 | Draft Inducer | Replaces ICP | 375 | Each
66401 | Draft Inducer | Replaces Lennox/Armstrong | 192.7 | Each
66529 | 1/35HP Draft Inducer | 115V 3000RPM Repl. ICP | 453.7 | Each
66649 | 1/16HP Blower 208-230V | 3450RPM, Carrier Repl. | 390 | Each
66752 | 25MPH Motor 115V | 3200RPM | 330 | Each
66753 | 1-1/2" Stack Size Blower | 115V 3200RPM 1Spd | 210 | Each
66761 | 8.2 MHP Draft Inducer | Replaces Carrier | 367.3 | Each
66762 | 16 MHP Draft Inducer | Replaces Carrier | 476.15 | Each
66763 | 28 MHP Draft Inducer | Replaces Carrier | 514.7 | Each
66787 | 1/30HP Draft Inducer | Replaces Trane | 233.75 | Each
66815 | 1/16HP Blower 208-230V | 3450RPM, Carrier Repl. | 1126 | Each
66816 | 1/16HP Draft Inducer | 460V 3450RPM 0.25A | 1229.55 | Each
66833 | 1/50 HP Draft Inducer | Replaces ICP | 190 | Each
66959 | 1/30HP Blwr 208/230V | 3000RPM Repl. Goodman | 360 | Each
69316 | 5" Dia. 1100RPM 120V | Motor | 145 | Each
69317 | 5" Dia. 1100RPM 120V | Motor | 155 | Each
70059 | 1/4HP Mtr 120V 1100RPM | 3.40A CWSE SP Sleeve | 195 | Each
82052 | 1/50HP Draft Inducer | 115V 3000RPM Rpl Dunkirk | 290 | Each
82113 | 3/4HP Flex Mount Motor | 115V 1075RPM 11A 3Spd | 540 | Each
82148 | 1/30HP Draft Inducer | 208-230V 3000RPM | 220 | Each
82152 | 1/20HP 3.3" OEM Repl Mtr | 120V 1550RPM 1.80A SP | 165 | Each
82584 | 1/30HP 3.3" Motor 120V | 1550RPM 1.30A 1Spd | 115 | Each
82590 | Draft Inducer 115V 1.20A | Replaces Lennox | 510 | Each
82672 | 1/60HP Draft Inducer | 115V 3300RPM | 320 | Each
90091 | 1/10HP Mtr 120V 1000RPM | 2.60A Repl. Sterling | 340 | Each
90145 | 8 Watt 950RPM 115V Motor |  | 150 | Each
90198 | 1/40HP 1050RPM 115V Motor |  | 169.55 | Each
90220 | 1/114HP 1500RPM 2Spd | 115V Motor | 133.8 | Each
90318 | 1/8HP 1550/1300/1050RPM | 115V Motor | 346.2 | Each
90320 | Gemini Loren Cook 320/340 | Replacement | 189.1 | Each
90420 | 1/23HP 1500RPM 115V Motor |  | 185.05 | Each
90520 | Gemini Loren Cook 520 | Replacement | 241.55 | Each
90620 | Gemini Loren Cook 620/640 | Replacement | 214.2 | Each
90720 | 1/4HP 1625RPM 115V Motor |  | 306.2 | Each
90872 | 1/12HP 5"Dia Motor 120V | 1000RPM, Sterling Repl. | 380 | Each
97701 | 1/15, 1/20, 1/25HP Evap | Fan Motor 230V 1625RPM | 383.45 | Each
97801 | 1/15HP Motor 115V | 1625RPM | 414.35 | Each
99319 | 1/5HP Mtr 120V 1050RPM | 3.30A CWSE 1Spd PSC | 330 | Each
FA-121004 | 1 1/2HP 1750RPM 208-230/ | 460V 3PH 60HZ CONT. | 761.75 | Each
FA-121005 | 2HP 1745RPM 145.DP. 230/ | 460V 3PH 60HZ CONT. | 1271.55 | Each
EC-1055223 | PLASTIC FAN GUARD | 7.87" DIAMETER | 18.2 | Each
EC-1055224 | PLASTIC FAN GUARD | 10" (254MM) DIAMETER | 23.15 | Each
EC-1055303 | METAL FAN GUARD | 10" (254MM) DIAMETER | 65.95 | Each
EC-1055318 | METAL FAN GUARD | 9.05" DIAMETER | 44.25 | Each
EC-1071188 | FAN ADAPTOR KIT |  | 5.05 | Each
EC-1257456 | COND HOLDER BRACKET |  | 8.8 | Each
FA-1872890J | MODEL-CFHP-56FR |  | 1437.3 | Each
EC-4012018 | 5 BLADE 12" DIA | 22 DEGREE CW | 32.2 | Each
EC-4012309 | SUC. 5B 6" 19 DEG. | ALUMINUM | 14.05 | Each
EC-4012325 | SUC. 5B 10" 28 DEG. | ALUMINUM | 28.1 | Each
EC-4012514 | SUC. 5B 8" 31 DEG. | ALUMINUM | 21.45 | Each
EC-4012543 | FAN 5B 7" 28 DEG. | ALUMINUM | 16.5 | Each
EC-4807004 | 40W 115V 1A 1600RPM | 1/18HP W/CAP | 157.95 | Each
EC-10721106 | INTERGRATED DESIGN FAN | BLADE | 21.45 | Each
EC-17021295 | WHITE HUB FOR EC MOTORS |  | 2.3 | Each
EC-40101617 | 145W 115V 2.45A 1090RPM | 1/5HP W/CAP | 1045.9 | Each
FA-71870374R | FDC SPECIAL 71870374 |  | 291.85 | Each
FA-87256001 | KIT6001- 87256001 CAPAC | ITOR MTG KIT | 19 | Each
FA-87256021 | KIT170-87256021 1/2"DIA | RAINSHLD | 19 | Each
FA-702112579 | 702112579 1/24HP 115V | 3200RPM BLOWER | 708.95 | Each
FA-A067 | 70581404.BLOWER...1 SPD. |  | 394.05 | Each
FA-A069 | 70218548.BLOWER | 3000RPM 208-240V | 270.4 | Each
FA-A071 | 705811 SP 115V 2850RPM | FREE AIR SLV BEARING BWR | 286.1 | Each
FA-A073 | 70216909.BLOWER | 3000RPM 115/230V | 355.3 | Each
FA-A081 | 70216564 BLOWER 1SPD | 230V 3000RPM .45A | 305.05 | Each
FA-A083 | 70218580.BLOWER...1 SPD. |  | 317.4 | Each
FA-A088 | 70217396.BLOWER | 3200RPM 115V | 402.3 | Each
FA-A090 | 70218788 BLOWER 1SPD | 115V 3000RPM 1.1A | 462.5 | Each
FA-A122 | 702111849.BLOWER | 3450RPM 115V | 674.35 | Each
FA-A124 | 1SPD 115V 1.75AMP |  | 717.2 | Each
FA-A130 | 115V .7AMP PSC |  | 629 | Each
FA-A131 | 1/50HP 115V 3000RPM 1.1A | A131 | 382.55 | Each
FA-A132 | 115V 1.1AMP 3000RPM |  | 572.95 | Each
FA-A133 | 70581221.BLOWER | 3000RPM 115V | 344.6 | Each
FA-A134 | 115 V 1.5 AMP SHADED POL |  | 329.75 | Each
FA-A135 | 70219409.BLOWER | 3000RPM 120V | 399 | Each
FA-A136 | 70624239.BLOWER...1 SPD. |  | 636.45 | Each
FA-A137 | 70624236.BLOWER | 3450RPM 115V | 671.05 | Each
FA-A140 | 115 V 1.4 AMP SHADED POL |  | 440.25 | Each
FA-A143 | 115V .95 AMP | SHADED POLE | 322.35 | Each
FA-A144 | 1 SPD 208-230V 0.5AMP | YORK 7021-6770 | 412.2 | Each
FA-A146 | 70219416.BLOWER | 3000/2300RPM 115V | 633.95 | Each
FA-A148 | 70219733.BLOWER...1 SPD. |  | 378.4 | Each
FA-A150 | 1/30 HP 3000 RPM 208-230 | V .60 AMP | 358.6 | Each
FA-A151 | 1/50HP 230V 3200RPM .40A | FLUE EXHAUST | 342.95 | Each
FA-A155 | 702110827 BLOWER 1 SPD |  | 427.85 | Each
FA-A160 | 70581314.BLOWER | 2970RPM 115V | 518.55 | Each
FA-A162 | 1SP 208-230V 0.5AMP |  | 541.65 | Each
FA-A163 | 702110893.BLOWER...1 SPD |  | 258.85 | Each
FA-A164 | 1 SP 120V 0.8AMP BLOWER |  | 385 | Each
FA-A165 | 70625185.BLOWER.1 SPD. |  | 380.05 | Each
FA-A166 | 702111307.BLOWER...1 SPD |  | 272.9 | Each
FA-A168 | .7 AMP 115V 1SPD DUCANE | FAN | 586.15 | Each
FA-A169 | 1/50 HP 230V 3000 RPM | 3 AMP | 606.75 | Each
FA-A171 | 70625666.BLOWER...1 SPD. |  | 527.6 | Each
FA-A172 | 70581058 BLOWER 1SPD | 115V 3000RPM 1.6A | 329.75 | Each
FA-A173 | 70625664.BLOWER...1 SPD. |  | 648.8 | Each
FA-A176 | 70581399.BLOWER | 3000RPM 115V | 403.15 | Each
FA-A178 | 702111878 BLOWER 1SPD | 115V 3400RPM 1.8A | 445.2 | Each
FA-A180 | 702111715.BLOWER | 3400RPM 115V | 436.1 | Each
FA-A195 | 702111726 BLOWER 1SPD | 115V 3400RPM 1.75A | 384.2 | Each
FA-A196 | 702111729 BLOWER 1SPD | 115V 3200PM 1.35A | 357.8 | Each
FA-A197 | TRANE FLUE BLOWER | 7092-0238 D342097P01 | 432 | Each
FA-A202 | 1/30HP Draft Inducer | 115V 3400RPM 1.8A 1SPD | 456 | Each
FA-A204 | A204 VENTER MOTOR LENNOX |  | 518.55 | Each
FA-A205 | 702111689. 1 SPD | LENNOX BLOWER | 329.75 | Each
FA-A206 | 702111688 BLOWER 1SPD | 115V 3000RPM 1.5A | 443.55 | Each
FA-A209 | LENNOX 38M5001 |  | 673.55 | Each
FA-A211 | 702111845.BLOWER.1 SPD |  | 460 | Each
FA-A213 | 702112097 BLOWER 2SPD | 115V 3200RPM 2.1A | 515.25 | Each
FA-A217 | 702112094.BLOWER...1 SPD |  | 436.1 | Each
FA-A220 | 702111697.BLOWER | 3000RPM 115V | 526.5 | Each
FA-A221 | 702111699.BLOWER | 3000RPM 208-230V | 839.2 | Each
FA-A223 | 1SPD 208-230V 0.64A YORK | 702110096,70219656 | 419.6 | Each
FA-A225 | 702111874.BLOWER...1 SPD |  | 467.45 | Each
FA-A229 | 70581837.BLOWER | 3000RPM 115V | 412.2 | Each
FA-A230 | 70625672.BLOWER | 3450RPM 115V | 1069.2 | Each
FA-A234 | 70625794.BLOWER...1 SPD. |  | 533.4 | Each
FA-A249 | 702113212C Draft Inducer | Blwr 115V 3400RPM | 370.05 | Each
FA-A269 | 702111852 BLOWER 1SPD | 208-230V 2500/3500RPM | 448.5 | Each
FA-A270 | 70625781 BLOWER 2SPD | 208-230V 3350/2800RPM | 496.3 | Each
FA-A271 | 70625782.BLOWER | 3500RPM 208-230V | 877.95 | Each
FA-A272 | 70625783.BLOWER | 3500RPM 208/230V | 877.95 | Each
FA-A290 | 70625817.BLOWER | 3200/2400RPM 115V | 634.8 | Each
FA-A301 | 702111881 Draft Inducer | Blower 115V 2350RPM | 361.9 | Each
FA-A320 | 702112099.BLOWER.1 SPD |  | 342.95 | Each
FA-A330 | 70625926.BLOWER.1 SPD. |  | 416.35 | Each
FA-A447 | ECM MODULE MOTOR TESTER |  | 166.55 | Each
FA-A984 | 70582721.BLOWER | 3000RPM 115V | 377.6 | Each
FA-AIC112 | 1/45 HP 115V 3000 | 1.3A OLSEN 7021 12600 | 368.5 | Each
FA-AIC251 | 702112620X.BLOWER 1/50HP |  | 279.95 | Each
FA-AIC282 | 702112643J.BLOWER 3.3" | 1/16HP 1SPD | 391.1 | Each
FA-AIC501 | 70582230 - 1/20 HP BLOWE | R | 334.7 | Each
FA-AIC605 | 71582055 - 1/60 HP MOTOR |  | 43.7 | Each
FA-AIC18219M | 702112579J - 1/24 HP | BLOWER | 523.5 | Each
FA-AIC34589 | FDC AIC34589 |  | 587.8 | Each
FA-B22513 | Transflo/Crossflow Blwr | 115V 2800RPM 1.3A SP | 370 | Each
FA-B24220 | 70214399.BLOWER...1 SPD. |  | 266.3 | Each
FA-B45230 | 70633515.BLOWER...2 SPD. |  | 342.15 | Each
FA-B45267 | 70633108.BLOWER.2 SPD. |  | 315.75 | Each
FA-B68042 | 70512985 BLOWER 1 SPD |  | 742.75 | Each
FA-C3S5 | .CAP.5 MFD. |  | 7.95 | Each
FA-C1158 | 1HP,1725RPM,DP,56 | 1/60/115/208-230V | 662.25 | Each
FA-C1160 | 1 1/2HP 1725RPM DP,56H | 1/60/115/208-230V | 769.45 | Each
FA-CAN2575 | 2HP,1140RPM,TEAO,56HZ | 3/60/575 | 1153.6 | Each
T8-CFC-T24 | POWER CORD 24" |  | 9.2 | Each
T8-CFC-T24P | POWER CORD C/W PLUG 24" | 24" | 15.65 | Each
T8-CFC-T48P | NLA POWER CORD C/W PLUG |  | 20.8 | Each
T8-CFC-T72 | POWER CORD 72" |  | 16 | Each
T8-CFC-T72P | 72" AXIAL AC POWER CORD | WITH PLUG END | 23.6 | Each
T8-CFF-8030P | AIR FILTER KIT |  | 14.55 | Each
T8-CFF-9230P | AIR FILTER KIT |  | 15.1 | Each
T8-CFF-12030P | AIR FILTER KIT |  | 13.65 | Each
T8-CFF-15045P | AIR FILTER KIT |  | 24.15 | Each
T8-CFG-60M | FINGER GUARD METAL 60MM |  | 4.75 | Each
T8-CFG-80M | FINGER GUARD METAL 80MM |  | 5 | Each
T8-CFG-80MB | BLACK METAL GUARD |  | 6.1 | Each
T8-CFG-92M | FINGER GUARD METAL 92MM |  | 5.45 | Each
T8-CFG-120M | FINGER GUARD METAL 120MM |  | 5.8 | Each
T8-CFG-120MB | BLACK METAL GUARD |  | 7.35 | Each
T8-CFG-120P | FINGER GUARD PLASTIC120M |  | 6.15 | Each
T8-CFG-150M | FINGER GUARD METAL 150MM |  | 12.3 | Each
T8-CFG-150MB | BLACK METAL GUARD |  | 12.35 | Each
T8-CFG-254M | FINGER GUARD METAL 254MM |  | 23.95 | Each
FA-D0030 | 1/25HP Ventilation Motor | 115V 1550RPM 1.70A SE | 138.5 | Each
FA-D031 | 71732154 MOTOR 3.3 DIA | 1/25 HP | 146.75 | Each
FA-D114 | 71086879 MOTOR 4.40" DIA | 1/12HP 1SPD | 798 | Each
FA-D119 | 71090126.MOTOR.4.40" DIA | 1/11HP 3SPD | 408.1 | Each
FA-D121 | 3.3" Diameter | General Purpose Motors | 144.3 | Each
FA-D126 | 71631640.MOTOR.3.30" DIA | 1/40HP 1SPD | 164.05 | Each
FA-D132 | 71631855.MOTOR.3.30" DIA | 1/20 HP 1SPD | 145.1 | Each
FA-D138 | 3.3 DIA 1/25HP 1500RPM | 1SP 115V | 403.15 | Each
FA-D156 | 71510127.MOTOR.5.00" DIA | 1/6HP 1SPD | 206.25 | Each
FA-D158 | 71512522.MOTOR.5.00" DIA | 1/5HP 3SPD | 323.15 | Each
FA-D166 | 71510136 MOTOR 1/6HP | 115V 1050RPM 2SPD | 337.2 | Each
FA-D170 | 71085136.MOTOR.4.40" DIA | 1/20HP 1SPD | 468.25 | Each
FA-D174 | 71080167.MOTOR.4.40" DIA | 1/10HP 1SPD | 427.05 | Each
FA-D201 | 71217163.MOTOR.3.25" DIA | 1/85HP 1SPD | 173.95 | Each
FA-D206 | 71211718.MOTOR.3.30" DIA | 1/30HP 1SPD | 196.2 | Each
FA-D208 | 71211695.MOTOR.3.30" DIA | 1/30HP 1SPD | 218.5 | Each
FA-D211 | 71216184.MOTOR.3.30" DIA | 1/15HP 1SPD | 264.65 | Each
FA-D215 | 71216955 MOTOR 3.3 DIA | 1/20 HP 1 SPD | 435.3 | Each
FA-D221 | 71840264.MOTOR.5.00" DIA | 1/6HP 4SPD | 487.2 | Each
FA-D226 | 1.35 AMP 115V CCWOSE |  | 290.2 | Each
FA-D228 | 71219952 MOTOR 3.30"DIA | 1/50HP 1SPD | 182.2 | Each
FA-D235 | 3.3" Diameter | Self Cooled Motors | 334.7 | Each
FA-D289 | 71512683.MOTOR.5.00" DIA | 1/10HP. 5SPD | 282.9 | Each
FA-D290 | 71860030.MOTOR.5.00" DIA | 1/10HP 4SPD | 740.3 | Each
FA-D291 | 71860017.MOTOR.5.00" DIA | 1/10 HP 4SPD | 516.9 | Each
FA-D292 | 71860018.MOTOR.5.00" DIA | 1/10HP 4SPD | 536.7 | Each
FA-D310 | 71086325.MOTOR.4.40" DIA | 1/12HP 1SPD | 529.25 | Each
FA-D326 | 71902363.MOTOR 3.30" DIA | 1/10HP 3SPD | 372.65 | Each
FA-D329 | 4.4" 1/15 HP 115V 1550 | RPM DOUBLE SHAFT OPEN | 421.25 | Each
FA-D335 | 71085245.MOTOR.4.40" DIA | 1/20HP 4SPD | 407.25 | Each
FA-D336 | 71080146.MOTOR.4.40" DIA | 1/10HP 3 SPD | 514.4 | Each
FA-D377 | 4.4" Diameter General | Purpose Motor | 394.9 | Each
FA-D0396 | 71732224.MOTOR.3.3 DIA | 1/20 HP | 160.75 | Each
FA-D402 | 71213049 MOTOR 3.30" DIA | 1/60 HP 1 SPD | 151.7 | Each
FA-D410 | 71621821 MOTOR 3.30" DIA | 1/10HP 1 SPD | 507.85 | Each
FA-D419 | 71732176.MOTOR.3.3 DIA. | 1/20HP | 343 | Each
FA-D456 | 71216324 MOTOR 3.30" DIA | 1/15 HP 1 SPD | 435.3 | Each
FA-D469 | 71639101.MOTOR.3.30" DIA | 1/12HP 1SPD | 405.6 | Each
FA-D471 | 71637922.MOTOR.3.30" DIA | 1/20HP 1SPD | 348.75 | Each
FA-D514 | 71638064 MOTOR 3.30" DIA | 1/30HP 1SPD | 150.9 | Each
FA-D535 | 1/25HP Ventilation Motor | 115V 1550RPM 3Spd 1.5A | 246.5 | Each
FA-D540 | 71638075 MOTOR 3.30" DIA | 1/100HP 1 SPD 1500RPM | 175.6 | Each
FA-D0562 | 71732244.MOTOR.3.3 DIA. | 1/25HP | 199.5 | Each
FA-D671B | 71732168.MOTOR.3.3 DIA. | 1/15HP | 242.4 | Each
FA-D673 | 702112999X BLOWER 3.3DIA | 1/55HP 3000RPM 0.95A | 363.55 | Each
FA-D674 | 2SP 1/10-1/15 230V | 1500 RPM | 526.8 | Each
FA-D701 | 71263966R-8557PVA-A11U | MTR 5.63"DIA 1/2 HP 4SPD | 251.45 | Each
FA-D721 | 71260088R - 8857MVA-A14U | MTR 5.63"DIA 1/4HP 3SPD | 211.9 | Each
FA-D727 | 71260023R-8857MVA-A11U | MTR 5.63"DIA 1/3HP 3SPD | 219.3 | Each
FA-D728 | 71263962R - 8557QVS-A11U | MTR 5.63"DIA 3/4HP 3SPD | 281.95 | Each
FA-D729 | 71263967R-8857QVS-A13U | MTR 5.63"DIA 3/4HP 3SPD | 277.85 | Each
FA-D783 | 71240124R - 8854MVS-A11U | MTR 5.63"DIA 1/4 HP 1SPD | 366.85 | Each
FA-D827 | 1/8HP OEM Repl Mtr 115V | 700RPM 2.8A CWLE PSC | 626 | Each
FA-D906 | 71263563R-8856LTA-A16U | MOTOR 1/5HP 1SPD 5.63"D | 317.4 | Each
FA-D908 | 71261671R - 8856NTS-A11U | MTR 5.63"DIA 1/3HP 1SPD | 292.65 | Each
FA-D909 | 71261672R - 8856MTS-A12U | MTR 5.63"DIA 1/4HP 1SPD | 267.95 | Each
FA-D923 | 71261203R - 8557MVA-A12U | MTR 5.63"DIA 1/3HP 3SPD | 219.3 | Each
FA-D929 | 5KCP39PGWF94S MOTOR | 3/4HP 1SPD 5.63"DIA | 421.25 | Each
FA-D1028 | 71520099.MOTOR.5.00" DIA | 1/8 HP 1 SPD | 239.25 | Each
FA-D1037 | 71513496.MOTOR.5.00" DIA | 1/20HP 1SPD | 211.05 | Each
FA-D1055 | 1/12HP 5"DIA OEM MOTOR | 115-127V 1375RPM 3SPD | 426.95 | Each
FA-D1101 | 71634259.MOTOR.3.30" DIA | 1/20 HP 1SPD | 182.2 | Each
FA-D1103 | 71634346.MOTOR.3.30" DIA | 1/20 HP 1SPD | 134.4 | Each
FA-D1107 | 1/10HP 1550RPM 1SPD | 115V | 354.5 | Each
FA-D1109 | 71639363.MOTOR.3.30" DIA | 1/100 HP 1 SPD | 122.05 | Each
FA-D1120 | 71731617.MOTOR.3.30" DIA | 1/20 HP 1SPD | 231.65 | Each
FA-D1124 | 71635754.MOTOR.3.30" DIA | 1/20 HP 1SPD | 124.5 | Each
FA-D1126 | 71635755.MOTOR.3.30" DIA | 1/15 HP.1 SPD. | 124.5 | Each
FA-D1127 | 71903026.MOTOR.3.30" DIA | 1/12HP 1 SPD 115/230V. | 197.85 | Each
FA-D1140 | 71902354 - 1/10 HP MOTOR |  | 636.45 | Each
FA-D1141 | 1/15-1/25-1/35HP Mtr | 115V 1000RPM | 577.9 | Each
FA-D1144 | 3.3 DIA 1/25 HP 3 SPD |  | 442.7 | Each
FA-D1164 | 71636478.MOTOR.3.30" DIA | 1/25 HP.1 SPD | 190.45 | Each
FA-D1182 | 1/16HP 3.3" OEM Repl Mtr | 208-230V, 3450RPM, OAO | 536.7 | Each
FA-D1189 | 71639844 - 1/20 HP MOTOR |  | 347.1 | Each
FA-D1246 | 71086780 - 1/15 HP MOTOR |  | 439.4 | Each
FA-D7908 | 8856NTA-A14U.MOTOR.5.63" | DIA 1/3HP 1SPD | 257.2 | Each
FA-D7909 | 71264894R-8856MTA-A12U | MTR 5.63"DIA 1/4HP 1SPD | 235.8 | Each
DMB-1 | Mtr. | BrcktFix Lug Assy37377 | 55.7 | Each
DMB-2 | Mtr. | BrcktAdj.Lug Assy37377 | 25 | Each
DMB-3 | Motor Mnt. | Flex Bract.5-1/2in | 66.2 | Each
EC-ECAF1616 | ELCO MOTOR | 3RGMU-90-50-2V 40101616 | 876.35 | Each
EC-ECKIT01 | EXTENDED SHAFT KIT | NU SERIES | 10.8 | Each
EE-ECM5408 | ECM 1/15 HP, 115-230VOLT |  | 196.2 | Each
EE-ECM5411 | ECM 4 TO 25 WATTS | 115-230 VOLT | 143.9 | Each
ECR01-9W | ECM Refrig Motor | 115V 60Hz 9W | 120 | Each
ECR01-12W | ECM Refrig Motor | 115V 60Hz 12W | 120 | Each
ECR92PJA12 | 9-16 Watt ECM 120V 0.34A | Motor | 156.85 | Each
EC-ECR182501 | ELCO MOTOR | ECR182501 | 455.05 | Each
EC-EUBKT01 | BRACKET ADAPTER KIT | FOR USA STYLE EC-MOTORS | 20.65 | Each
EC-FC-1893 | FAN COIL MOTOR |  | 767.8 | Each
EC-FC-1895 | 1/4 HP 115V 3.8A 1550RPM | 1/4HP W/CAP | 1119.8 | Each
FA-FM55 | MOUNT BRACKET KIT |  | 40.45 | Each
FA-FM554 | 4 WING FLEX MOUNT | BRACKET | 89.05 | Each
FA-GA447 | ECM Tester A447.TECMATE |  | 318.25 | Each
85-GEFM-1 | EVAPORATOR FAN MOTORS |  | 76.3 | Each
FA-H130A | .CONTACTOR.1 POLE. |  | 28.1 | Each
FA-H230A | .CONTACTOR.2 POLE.. |  | 29.7 | Each
FA-H230B | .CONTACTOR.2 POLE.. |  | 29.7 | Each
FA-H230C | .CONTACTOR.2 POLE.. |  | 28.9 | Each
FA-H240A | .CONTACTOR.2 POLE. |  | 49.5 | Each
FA-H240C | .CONTACTOR.2 POLE. |  | 49.5 | Each
FA-H330A | .CONTACTOR.3 POLE. |  | 56.9 | Each
FA-H330B | .CONTACTOR.3 POLE. |  | 56.9 | Each
FA-H340A | .CONTACTOR.3 POLE. |  | 75.05 | Each
FA-H340B | .CONTACTOR.3 POLE. |  | 75.05 | Each
FA-H340C | .CONTACTOR.3 POLE. |  | 75.05 | Each
FA-H360C | .CONTACTOR.3 POLE. |  | 168.2 | Each
EC-HE0147 | ECM 12W 115V 1450 RPM | EDA12153UC0147 | 210 | Each
EC-HE0170 | ECM-12WATT 115V 1450 RPM | 18A | 308.65 | Each
EC-HE0176 | ECM 15 WATT 115U 1600RPM |  | 177 | Each
EC-HE0182 | ECM-10WATT 115V 1550 RPM | 19A | 190.75 | Each
FA-HG701 | HG701 1/4HP 1725RPM | 115V BF | 181.4 | Each
FA-HG715 | 1/2-1/6,1725/1140,DP,56Z | 1/60/115 | 629.3 | Each
FA-K109 | 71581186.C-FRAME..1/75HP | 1SPD | 107.2 | Each
FA-K612 | 71581187.C-FRAME..1/65HP | 1 SPD | 110.5 | Each
FA-LM34068 | 2HP 1800RPM 575V 3PH | 60HZ | 1333.25 | Each
EC-M58KIT | 1 WATT 230 VOLT MOTOR | KIT | 181.4 | Each
EC-MA-7004 | MAKE UP AIR UNIT MOTOR |  | 372 | Each
FA-MD5411S | 4-20 Watt, 115/230 V | REV | 189.65 | Each
FA-MD5469 | 4-20 Watt, 115/230 V | 355 CFM | 236.35 | Each
FA-MD5470 | 4-20 Watt, 115/230 V | 355 CFM | 244.6 | Each
FA-MD5471 | 4-20 Watt, 115/230 V | 390 CFM | 244.6 | Each
FA-MNT1518 | 00611518.ASSY. |  | 13.25 | Each
EC-NET2T04PUN303 | 4W 115V 0.4A 1550RPM | 1/185HP 3P/PLUG | 42.4 | Each
EC-NET2T09PUN307 | 9W 115V 0.58A 1550RPM | 1/83HP 3P/PLUG | 46.35 | Each
EC-NET3B34PUN201 | 34W 230V 0.8A 1550RPM | 1/20HP 2P/PLUG | 61.05 | Each
R1-R101 | .90 AMP 115V CWOSE |  | 108.8 | Each
R1-R101L | .90 AMP 115V CW BRACKET |  | 121.15 | Each
R1-R103 | .90 AMP 115V CCWOSE |  | 115.65 | Each
R1-R108 | 1/95HP 115V 1550RPM | 0.55A CCW | 167.85 | Each
R1-R114 | .35 AMP 115V CWOSE |  | 130.6 | Each
R1-R122 | 1/60HP 230V 1550RPM | 0.35A CW | 161.5 | Each
R1-R123 | .60 AMP 115V CWOSE |  | 186.55 | Each
R1-R124 | 1/20HP 115V 1550RPM | 1.55A CCW | 162.25 | Each
R1-R125 | .75 AMP 240V CCWOSE |  | 162.35 | Each
R1-R127 | .75 AMP T.E. 120V |  | 104.15 | Each
R1-R128 | .40AMP 115V CWOSE |  | 111.85 | Each
R3-R130 | .85AMP 240V CWOSE |  | 149.4 | Each
R1-R137 | .55 AMP 115 CWOSE |  | 150.5 | Each
T2-R182 | 1/3 HP 115V S/B |  | 558.45 | Each
T2-R183 | 1/3HP 115V E/R |  | 529.6 | Each
O6-R201 | .90 AMP 115V CWOSE |  | 102.75 | Each
O6-R202 | NUTONE 81478,82879 |  | 149.35 | Each
O6-R203 | 1/70HP 115V 1600RPM | 0.80A CCW | 89.05 | Each
O6-R206 | .56 AMP 115V CWOSE |  | 101.2 | Each
O6-R207 | 1/70HP 115V 1600RPM | 0.80A CW | 87.45 | Each
O6-R209 | .85 AMP 115V CWOSE |  | 103.4 | Each
O6-R210 | .40 AMP 240V CCWOSE |  | 101.15 | Each
O6-R212 | .55 AMP 240V CCWOSE |  | 134.15 | Each
O6-R213 | 1/25HP 115V 1550RPM | 1.40A CCW | 140.15 | Each
O6-R214 | NO LONGER AVAILABLE | .80 AMP 115V CWOSE | 95.85 | Each
O6-R215 | .22 AMP 240V CCWOSE |  | 105.2 | Each
O6-R217 | .45 AMP 240V CWOSE |  | 100.6 | Each
O6-R218 | 1.2AMP 120V 1550RPM CCW |  | 181.75 | Each
O6-R219 | 1.60 AMP 115V CWOSE |  | 134.5 | Each
O6-R220 | 1.80 AMP 115V CCWOSE |  | 133.7 | Each
O6-R222 | 1/75HP 115V 1600RPM | 0.72A CCW | 89 | Each
O6-R223 | 1/50HP 1550 RPM 115V CCW |  | 93.35 | Each
O6-R224 | 1/50 HP 1550 RPM 115V CC |  | 96.85 | Each
O6-R231 | .70AMP 115V CWOSE |  | 140 | Each
O6-R255 | 1/55HP 115V .60AMP. |  | 417.95 | Each
O6-R260 | REVERSO MOTOR B60 |  | 91.2 | Each
O6-R262 | 1/40HP 115V 1550RPM 1.00 | A CW REVERSO MOTOR B100 | 91.75 | Each
O6-R264 | 1/60HP 120V 1100RPM 0.95 | A CW REVERSO MOTOR QK100 | 94.15 | Each
O6-R265 | REVERSO MOTOR QB100 |  | 87.5 | Each
O6-R266 | REVERSO MOTOR BK100 |  | 122.05 | Each
O6-R267 | REVERSO MOTOR BB100 |  | 92.65 | Each
R3-R302 | .20 AMP 240V CWOSE |  | 97.4 | Each
R2-R303 | 1.50 AMP 115V CCWOSE |  | 162.65 | Each
R3-R304 | .85 AMP 115V CWOSE |  | 130.65 | Each
R3-R305 | .80 AMP 115V CWOSE |  | 98.95 | Each
R3-R307 | 1.10 AMP 115V CCWOSE |  | 200.75 | Each
R3-R308 | .7 AMP 1550 RPM 115V CCW |  | 123.3 | Each
R3-R309 | SUB 40121 | .7 AMP 1550 RPM 115V CW | 123.6 | Each
R3-R311 | NUTONE 81176 |  | 115.1 | Each
R3-R313 | 1/15 HP 2.10 A CCW 115V |  | 181.05 | Each
R3-R314 | .82 AMP 240V CCWOSE |  | 149.3 | Each
R3-R315 | NUTONE 82598 & 82599 |  | 126.9 | Each
R3-R316 | 1550 RPM 1.4 AMP 5/16 X | 1.4 CCW BALL BRG. | 89.15 | Each
R3-R317 | 1/65 HP 120V 1550RPM CCW |  | 111.95 | Each
R3-R319 | .90 AMP 115V CCWOSE |  | 91.55 | Each
R3-R320 | .45AMP 115V CW 1550 RPM |  | 158.65 | Each
R3-R322 | .90 AMP 120V 1550 RPM |  | 195.8 | Each
R3-R326 | .50AMP 115V CWOSE |  | 161.6 | Each
R3-R336 | 1.5A 115V 1550 RPM |  | 130.65 | Each
R3-R340 | .85 AMP 240V CCWOSE |  | 168 | Each
R3-R343 | .027HP 115V 1550 RPM | 2 SPD 1.4A | 594.65 | Each
R3-R346 | .275HP 115V 1550 RPM | 2 SPD 3.6A | 672.3 | Each
R3-R348 | 1/15HP 115V 1550RPM PSC |  | 354.95 | Each
R3-R355 | NUTONE 81918 |  | 178.15 | Each
R3-R356 | 1/20 HP 1550 RPM 115V CC |  | 143.8 | Each
R3-R357 | 1/20HP 115V 1500RPM | 1.75A CW | 165.35 | Each
R3-R358 | 2.00 AMP 115V CCWOSE |  | 111.5 | Each
R3-R359 | 1.00 AMP 240V CCWOSE |  | 112.3 | Each
R3-R360 | KEEPRITE 504249 |  | 94.8 | Each
R3-R363 | 1/40 HP 1550 RPM 115V CW |  | 154.45 | Each
R3-R366 | 115V 1.68 AMP 1630/3SPD |  | 678.6 | Each
R3-R368 | 1/20HP 115V 1550 1.7AMP |  | 111.05 | Each
R3-R369 | 1/20HP 208/230V 1550 .9A |  | 112.6 | Each
R3-R370 | KEEPRITE 501899 |  | 236.1 | Each
R3-R371 | KEEPRITE 501909 |  | 236.1 | Each
R3-R373 | 1/18HP 115V 1400RPM |  | 308 | Each
R3-R374 | 1/12 HP 115V 1550 RPM | 2 SPD 1.5A | 898.65 | Each
R3-R376 | 1/25-1/50HP 115V 1.6A | CCW 1550 RPM BALL BEARIN | 212.15 | Each
R3-R384 | MOTOR | 8840011 | 148.65 | Each
R3-R385 | 3.3" Dia 115V 1.1A | 1550RPM CW 3SPD | 151.1 | Each
O6-R401 | .40 AMP 115V CCWOSE |  | 111.9 | Each
O1-R408 | .60 AMP 115V |  | 101.4 | Each
R2-R410 | .35 AMP 115V CWOSE |  | 141.85 | Each
R2-R419 | 3.3" DIA 1/8 HP 115V | 1/3000 1.8A REV BALL | 191.45 | Each
R2-R422 | 115V 2.89AMP 1680/3SPD |  | 830 | Each
O1-R425 | 1/40 2SPD 3000RPM 115V |  | 101.45 | Each
R2-R438 | 115V 1.03AMP 1600/2SPD | CW | 679.65 | Each
R2-R450 | 1.35 AMP 115V CCWOSE |  | 410.35 | Each
R2-R462 | .90 AMP 115V 3SPD D/S |  | 480.75 | Each
O1-R467 | 1.3 AMP 120V 1550 RPM |  | 165.55 | Each
O1-R470 | 1.50AMP 120V 1550RPM DBL |  | 150.05 | Each
R2-R480 | WESTCAN HTR MOTOR |  | 227 | Each
R2-R485 | 1/15 HP 230V 1550 RPM |  | 163.65 | Each
HM-R489 | .72A 115V D/S ELMIRA |  | 149 | Each
O6-R506 | .50 AMP 115V CWOSE |  | 92.3 | Each
O1-R510 | 1.10 AMP 115V |  | 139.65 | Each
O6-R511 | .35AMP 230V CWOSE |  | 117.5 | Each
O6-R512 | .65 AMP 115V CWOSE |  | 120.15 | Each
O1-R569 | 1/10 HP 115/230V 1.1AMP | 3250 RPM CCW | 114.7 | Each
T1-R601 | 1/80HP 115V 3000RPM 0.66 | A | 66.55 | Each
T1-R602 | 0.5A, 120V 0.65STK SP | TE 18"LDS 1.4×3/16" SFT | 55 | Each
T1-R603 | .58 AMP 115V CWOSE |  | 50 | Each
T1-R604 | 1/85HP 115V 2700RPM 1.0A | CWOSE | 58.35 | Each
T1-R605 | 1/55HP 115V 2800RPM 1.0A | CWOSE | 49.25 | Each
T1-R606 | .50A 120V | FAN MOTOR | 65.25 | Each
T1-R607 | 1/50HP 120V 2300RPM 1.3A | FAN MOTOR | 71.85 | Each
T1-R610 | .91 AMP 120V CWOSE |  | 81.9 | Each
T1-R611 | .54AMP 115V CWOSE |  | 80.2 | Each
T1-R613 | .56AMP 120V CCWOSE |  | 63.55 | Each
T1-R617 | 1/285HP 208/230V 1900RPM | 0.22A CCWOSE | 64.5 | Each
T1-R621 |  | .42AMP 115V SKELETON | 55 | Each
T1-R630 | REVERSO MOTOR EB50 |  | 87.8 | Each
T1-R670 | 1/125HP 115V 3000RPM 0.5 | 0A CCW 3/16 X 1.40SFT | 67.35 | Each
T1-R673 | 0.4/0.6A 115V 2/3000 CW | 1/110HP 3/16" X 1.25"SFT | 78.3 | Each
T1-R684 | 120V 1.2AMP 3000RPM |  | 94.15 | Each
M4-R740 | 1/6HP 240V 1050/2SPD |  | 296.6 | Each
M4-R741 | 1/5HP 1075RPM 1.35A CWLE |  | 510.35 | Each
M4-R742 | 1/10HP 115V 3SP 1.35A PC |  | 372.45 | Each
M4-R747 | 1/3HP 1625RPM 2.3A PSC |  | 543.3 | Each
M4-R749 | 1/4 HP 3 SPD 1075 230V |  | 719.75 | Each
M1-R770 | 1/5HP 240V 1050/3SPD |  | 373.4 | Each
M1-R785 | KEEPRITE 128577 |  | 277.35 | Each
M4-R799 |  | 1/8 HP 115V 3.0 AMP 1000 | 143.75 | Each
T5-R839 | 1/6 HP 1725 RPM 115V |  | 311.7 | Each
T5-R840 | 1/4 HP 1 SPD BELTED FAN |  | 261.4 | Each
T5-R841 | 1/3 HP 1 SPD BELTED FAN |  | 280.35 | Each
M1-R860 | 3/4 HP 1 SPD 1075 208/23 |  | 722.5 | Each
T5-R939 | 1/6 HP 1140 RPM BALL BRG | 115/208/230 | 497.4 | Each
T5-R940 | 1/4 HP 1140 RPM BALL BRG |  | 662.25 | Each
M4-R1006 | 1/12 HP 208/240 1050 | EVCON | 420.5 | Each
T1-R1014 | .7A 115V 3000RPM CWOSE |  | 104.5 | Each
M4-R1050 | 1/8 HP 230V 1550 RPM |  | 358.65 | Each
R3-R1052 | 2.00 AMP 115V CCWOSE |  | 163.1 | Each
R3-R1053 | 1.00 AMP 240V CCWOSE |  | 144 | Each
O6-R1164 | 1/25 HP 115/230V 1550 RP |  | 143.75 | Each
O4-R1211 | 2 WATT REFRIGERATION MTR |  | 110.35 | Each
CP-R1310 | 1/8 HP 115V 1725 RPM |  | 561.25 | Each
CP-R1311 | 1/12HP 115V 1725RPM |  | 389.7 | Each
CP-R1340 | 1/12HP 1725 115V ODP CIR |  | 302.95 | Each
CP-R1342 | 1/6HP 1725 115V ODP CIRC |  | 418.1 | Each
CP-R1344 | 1/4HP 1725 115V ODP CIRC |  | 348.45 | Each
CP-R1346 | 1/3HP 1725 115V ODP CIRC |  | 372.85 | Each
CP-R1350 | 1/12HP 1725 115V CCW BRK |  | 383.55 | Each
CP-R1351 | 1/6HP 1725 115V SHORT | BASE CIRC | 462.55 | Each
CP-R1352 | 1/6HP 1725 115V CCW BRKT |  | 445.75 | Each
CP-R1354 | 1/4HP 1725 115V CCW BRKT |  | 395.65 | Each
CP-R1356 | 1/3HP 1725 115V CCW BRKT |  | 456.6 | Each
CP-R1359 | 1/2HP 1725 115/230V CIRC |  | 708.85 | Each
CP-R1361 | 1 HP 115/230V |  | 1037.25 | Each
CP-R1362 | 3/4HP 1X2V "C"FLANGE 1/P |  | 1084.55 | Each
CP-R1363 | 1 HP 1X2 "C"FLANGE 1/PH |  | 1032.2 | Each
CP-R1370 | 3/4HP 2X4V "C"FLANGE 3/P |  | 732 | Each
CP-R1371 | 1 HP 2X4V "C"FLANGE 3/PH |  | 752.55 | Each
CP-R1372 | 3/4HP 575V "C"FLANGE 3/P |  | 863.95 | Each
CP-R1373 | 1 HP 575V "C"FLANGE 3/PH |  | 923.85 | Each
CP-R1375 | 1-1/2 575 1725 |  | 983.95 | Each
CP-R1444 | 1/4HP 115V 1PH RES MOUNT |  | 443.95 | Each
CP-R1446 | 1/3HP 115V 1PH RES MOUNT |  | 443.15 | Each
CP-R1459 | 1/2HP 115/208/230 VOLT | 1PH RES MOUNT | 704.8 | Each
CP-R1462 | NO LONGER AVAILABLE | 3/4HP 115/230V 1PH | 654.15 | Each
CP-R1463 | 1HP 115/230V 1PH RE MOUN |  | 809.1 | Each
CP-R1470 | NO LONGER AVAILABLE | 3/4HP 230/460V 3PH RES M | 627.2 | Each
CP-R1471 | 1HP 230/460V 3PH RES MT |  | 1085.5 | Each
CP-R1472 | 3/4HP 575V 3PH RES MOUNT |  | 780.7 | Each
CP-R1473 | 1HP 575V 3PH RES MOUNT |  | 856.3 | Each
T5-R1542 | 1/2 HP 1 SPD BELTED FAN |  | 354.55 | Each
O4-R2011 | 23W 115V CW |  | 517.6 | Each
O3-R2024 | 1/4HP 1725RPM 115/230V |  | 461.3 | Each
O3-R2034 | 1/3 HP 1725 RPM 115V |  | 326.4 | Each
O3-R2054 | 1/2 HP 1725 RPM 115/230V |  | 651.75 | Each
T4-R2097 | 1/8 HP 115V 3450 RPM |  | 265.55 | Each
M4-R2157 | 1/15 1/20 1/25 230V |  | 559.55 | Each
M4-R2189 | 1/10HP 120V 1.56A 3 SPD | 1100 RPM CW ECM B-BEARIN | 664.3 | Each
T4-R2213 | 1/2 HP 3450 115/208/230 |  | 402.95 | Each
M4-R2269 | 1/15HP 115V 2.4A 1050RPM |  | 545.55 | Each
M4-R2299 | O.E.M. UNILUX MOTOR |  | 391.15 | Each
T4-R2302 | 1/4 HP 115V 3450 RPM |  | 391.95 | Each
T4-R2305 | 1/3 HP 115/230V 3450 RPM |  | 394.7 | Each
T4-R2306 | 1/2 HP 115/230V 3450 RPM |  | 411.2 | Each
M4-R2324 | 1/12HP 1.4AMP 120V 1550 |  | 243.2 | Each
M4-R2326 | 1/7 HP 115V 1050 RPM |  | 360.3 | Each
M4-R2348 | 1/6 HP 115V 1050 RPM 4SP |  | 393.75 | Each
T2-R2360 | 1/15HP 1050RPM 3.3A 115V |  | 434.8 | Each
M4-R2362 | 1/10 4SPD 1075 115V CCW |  | 543.3 | Each
M4-R2372 | 1/20 HP 230V 1550 1.1 AM |  | 324.55 | Each
T2-R2380 | 1/8HP 1075RPM 3.2A CCW |  | 645 | Each
M4-R2381 | 1/10HP 230V 1075/4SPD |  | 469.95 | Each
M4-R2385 | 1/5HP 115V 1050RPM 3SPD |  | 361.65 | Each
M4-R2386 | 1/8HP 115V 1050RPM 3SPD |  | 408.15 | Each
M4-R2388 | 1/5 HP 230V 1075 RPM 1SP |  | 487.25 | Each
M4-R2390 | 1/5-1/-1/10HP 1075 115V |  | 504.6 | Each
M4-R2391 | 1/5-1/6-1/10HP 1075 230V |  | 510.35 | Each
M4-R2393 | 1/5 HP 115V 1050 RPM 1SP |  | 411.4 | Each
M4-R2394 | 1/5HP 5"Dia OEM Motor | 115V 1050RPM 6.6A | 310.1 | Each
M4-R2395 | 1/4 HP 115V 1025 RPM 3SP |  | 294.4 | Each
O4-R2511 | 25W 115V CW |  | 362.05 | Each
O4-R2512 | 25W 230V CW |  | 363.3 | Each
M4-R2580 | 1/6HP 115V 2.0AMP 3/1625 | RPM | 497.15 | Each
M4-R2601 | 1/15 HP 230V 1.3A | 1550 RPM CW | 322.4 | Each
M3-R2603 | 1/35HP. 1550RPM 4"DIA | CW | 285.8 | Each
M3-R2604 | 1/10HP 1550 RPM 4"DIA |  | 354.2 | Each
M4-R2605 | NO LONGER AVAILABLE | 1/12HP 115V 3A 1050RPM | 510.3 | Each
M4-R2622 | 1/6HP 115V 4/1550RPM 2.8 |  | 446.85 | Each
M4-R2626 | 1/5HP 115V 1050RPM 4SPD |  | 525.2 | Each
M4-R2627 | 1/5HP 1050 115V CCW |  | 417.2 | Each
M4-R2631 | 1/10 3SPD 1625 115V CCW |  | 488.9 | Each
M4-R2633 | 1/10HP 115V 1550RPM 3SPD |  | 508.7 | Each
M4-R2634 | 1/10HP 1050 RPM 5SPD 115 |  | 355.35 | Each
M4-R2635 | 1/10 HP 230V 1050/4SPD |  | 525.2 | Each
M4-R2636 | 1/10 3SPD 1550 115V CCW |  | 460.9 | Each
M4-R2637 | 1/10 3SPD 1550 230V CCW |  | 454.3 | Each
M4-R2640 | 1/5HP 208/230V 1625RPM 3 |  | 553.2 | Each
M4-R2645 | 1/4 HP 115V 1625 RPM 2SP |  | 423.8 | Each
M4-R2646 | 1/4HP 1075/3 115V DBL SF |  | 723.85 | Each
M4-R2648 | 1/6HP 115V 1550RPM 4SPD |  | 285.45 | Each
M3-R2657 | KEEPRITE 81335 |  | 395.35 | Each
M3-R2658 | KEEPRITE 81356 |  | 387.05 | Each
M4-R2691 | 1/5 HP 208/230V 1075 1.5 |  | 459.25 | Each
M4-R2693 | 1/10 HP 115V 5 SPD 1050 |  | 411.4 | Each
M4-R2722 | MULTHORSE,208-230V,42F | R,1/2"X3"SFT | 288.6 | Each
M4-R2723 | MULTHORSE,208-230V,42F | R,1/2"X3"SFT | 310.05 | Each
M4-R2724 | MULTHORSE,208-230V,42F | R,1/2"X3"SFT | 305.9 | Each
M3-R2863 | 1/10HP 115V 3.2A 1550RP |  | 278.75 | Each
T5-R2887 | 1/2 HP 1725 RPM BALL BRG |  | 428.4 | Each
T5-R2888 | 1/3 HP 1725 RPM BALL BRG |  | 337.45 | Each
T5-R2889 | 1/4 HP 1725 RPM BALL BRG |  | 315.2 | Each
T5-R2890 | 1/6 HP 1725 RPM 115V |  | 367.95 | Each
M4-R2905 | 1/25HP 115V 1050RPM 3SPD | BALL BEARING, BULK PKG | 165.35 | Each
M4-R2930 | 1/10 HP 115/230V 1050RPM | CCW | 411.4 | Each
M4-R2932 | 1/10 HP 115/230V 1550RPM | CW | 391.65 | Each
M4-R2937 | 1/20HP 115V 1100RPM 3SPD | BALL BEARING, BULK PKG | 179.5 | Each
M4-R2940 | 1/10 HP 115/230V 1050RPM | CW | 316.6 | Each
M4-R2942 | 1/10 HP 115/230V 1550RPM | CCW | 391.65 | Each
R4-R3001 | 1/3HP 1625RPM 208/230 CW |  | 569.45 | Each
R4-R3006 | 1/6 HP 208/230V 1SPD 162 |  | 377.9 | Each
R4-R3007 | 1/3 HP 208/230V 1SPD 107 |  | 278.05 | Each
R4-R3042 | 1/4 HP 230V 1 SPD 1625 |  | 399.9 | Each
R4-R3047 | 1/4 HP 230V 1625 RPM CW |  | 519.95 | Each
R4-R3067 | 1 HP 208/230V 1075 1SPD |  | 951.05 | Each
T4-R3083 | 1/7 HP 3450 RPM OIL BURN |  | 332.45 | Each
T1-R3100 | 1/145 120V 3000RPM 0.60A |  | 58.55 | Each
T1-R3101 | VENT MOTOR |  | 70 | Each
T1-R3103 | VENT MOTOR |  | 84.6 | Each
T4-R3105 | 1/2 HP 3450 RPM 115/230V | 7.3 AMP | 445.5 | Each
R4-R3124 | 1/3 HP 208/230V 2.60A |  | 569.4 | Each
T4-R3172 | 3/4 HP 3450 RPM 115/208- | 230V 10.0 AMP | 511.45 | Each
T4-R3202 | 1/7 HP 3450 RPM 115V | 2.9 AMP | 172.65 | Each
M4-R3206 | 1/40HP 115V 1050RPM 1.1A |  | 411.4 | Each
T4-R3234 | 1/3 HP 1725 RPM 115V | 4.3 AMP | 391.9 | Each
T4-R3250 | 1/6 HP 1725 RPM OIL BURN |  | 413.75 | Each
T4-R3251 | 1/6 HP 115V 3450 RPM |  | 224.65 | Each
T4-R3252 | 1/6 HP 1725 RPM 115V | 3.2 AMP | 244.6 | Each
T4-R3267 | 1/2 HP 3450 RPM 115/230V | 6.2 AMP | 445.5 | Each
T4-R3268 | 1/3 HP 3450 RPM 115/230V | 4.2 AMP | 401.25 | Each
T1-R3500 | 1/200 0.40A 115V 1/3000 | CCW, 7/32 X 2.3SFT, 9.4P | 36 | Each
O4-R3511 | 35W 115V CW |  | 369.4 | Each
O4-R3512 | 35W 230V CW |  | 369.25 | Each
O4-R3522 | 35W 230V CCW |  | 367.3 | Each
O4-R3531 | 35W 115V CW |  | 384.05 | Each
T1-R3549 | 1/115HP 115V 3000RPM | 0.60 A | 50 | Each
T1-R3552 | 1/55 0.65A 115V 1/3000 | CW 7/32X1.22SFT, 9.4PLG | 45 | Each
T1-R3553 | 1/70 0.70A 115V 1/3000 | CW7 /32X1.80SFT, 10.6LDS | 45 | Each
T1-R3555 | 1/80HP 115V 3000RPM 0.85 | A CW 7/32X2.40SFT 9.4PLG | 50 | Each
T4-R3579 | 1/4 HP 1725 RPM OIL BURN |  | 351.2 | Each
O4-R3612 | 35W 230V CW |  | 432 | Each
T1-R3670 | 1/150 115/230V 3000RPM | 0.40/0.20A | 79.65 | Each
M4-R3747 | 1/7 HP 115V 1550 RPM | 3 SPD 2.5A | 635.4 | Each
M4-R3748 | 1/6 HP 115V 1550 RPM | 3 SPD 2.1A | 646.35 | Each
T5-R3957 | 1/2 HP 1725 RPM 115V |  | 397.45 | Each
T5-R3958 | 3/4 HP 1725 RPM 115V |  | 493.65 | Each
M4-R3975 | 1/20HP 115V 1045RPM 2.3A |  | 473.25 | Each
T5-R4114 | 1/2 HP 1725 RPM 208/230V |  | 419.45 | Each
O3-R4119 | .60 AMP 115V CCWOSE |  | 240.15 | Each
T4-R4782 | 1/8 HP 1725 RPM 115V | 2.5 AMP | 203.3 | Each
T4-R4788 | 1/3 HP 3450 RPM 115/230V | 5.2 AMP | 429.85 | Each
O4-R5011 | 50W 115V CW |  | 417.1 | Each
O4-R5012 | 50W 230V CW |  | 416.4 | Each
O4-R5021 | 50W 115V CCW |  | 417.5 | Each
O4-R5022 | 50W 230V CCW |  | 416.65 | Each
O4-R5031 | 50W 115V CW |  | 410.95 | Each
O4-R5032 | 50W 208-230V CW |  | 411.8 | Each
O4-R5109 | 2W 115V CW ALUMINUM |  | 75.2 | Each
O4-R5112 | 50W 230V CW |  | 449.1 | Each
O4-R5122 | 50W 230V CCW |  | 448.95 | Each
O4-R5211 | 4W 115V CW |  | 136.1 | Each
O4-R5212 | 4W 115V CCW |  | 150.3 | Each
O4-R5221 | 4W 230V CW |  | 158.5 | Each
O4-R5222 | 4W 230V CCW |  | 158.5 | Each
O4-R5311 | 6W 115V CW |  | 173 | Each
O4-R5312 | 6W 115V CCW |  | 177.7 | Each
O4-R5411 | 9W 115V CW |  | 196.95 | Each
O4-R5412 | 9W 115V CCW |  | 174.55 | Each
O4-R5421 | 9W 230V CW |  | 196 | Each
O4-R5422 | 9W 230V CCW |  | 185.65 | Each
O4-R5443 | 9W 115V 1650 RPM ECM | UNIT BEARING | 415.8 | Each
O4-R5444 | 16W 115V 1850 RPM ECM | UNIT BEARING | 450.35 | Each
O4-R5460 | 50W 460V CW |  | 756.9 | Each
O4-R5472 | 58 MM FAN PACK 115V .30A | 1650RPM CW | 482.25 | Each
O4-R5611 | 9W 115V CW |  | 221.8 | Each
O4-R5612 | 9W 115V CCW |  | 211.85 | Each
O4-R5711 | 15W 115V .37AMP CW PSC |  | 525.5 | Each
O4-R5715 | 12W 115V .37AMP CW PSC |  | 525.95 | Each
O4-R5716 | 16 W 115V CW PSC |  | 437.35 | Each
O4-R5730 | 9W 115V 1600RPM PSC | UNIT BEARING MTR | 296.1 | Each
O4-R5811 | 16W 115V CW |  | 229.9 | Each
O4-R5812 | 16W 115V CCW |  | 229.9 | Each
O4-R5821 | 16W 230V CW |  | 228.8 | Each
O4-R5822 | 16W 230V CCW |  | 228.8 | Each
T4-R5866 | 1/7 HP 3450 RPM 115V | 2.5 AMP | 333.55 | Each
O4-R5911 | 5W 115V CW |  | 200.7 | Each
T4-R6102 | 1/8 HP 1725 RPM OIL BURN |  | 272.65 | Each
O3-R6203 | .60 AMP 115V CWOSE |  | 248.4 | Each
O3-R6204 | 1.10 AMP 115V CCWOSE |  | 259.25 | Each
O3-R6206 | 50 WATT 115 VOLT |  | 404 | Each
O3-R6209 | 15 WATT 115V 9.0" SHAFT |  | 438.7 | Each
O4-R6247 | 5W 115V CW |  | 160.5 | Each
O4-R6360 | 1/15HP 208/230V .77A ECM |  | 427.65 | Each
O4-R6365 | 1/15HP 208/230V .77A | 1550 RPM CCW ECM UNIT BE | 513.3 | Each
O4-R6370 | 1/10HP 115V 1550 | RPM CCW ECM UNIT BEARING | 551.45 | Each
O4-R6375 | 1/10HP 115V 1550 | RPM CW ECM UNIT BEARING | 551.45 | Each
O4-R6380 | 1/10HP 230V 1550 | RPM CCW ECM UNIT BEARING | 568.7 | Each
O4-R6385 | 1/10HP 230V 1550 | RPM CW ECM UNIT BEARING | 568.55 | Each
O4-R6711 | 6-12W,1550RPM,13" | HUSSMAN/KYSOR PLUG | 437.45 | Each
O4-R6712 | 6-12W,1550RPM,13" 230V | HUSSMAN/KYSOR PLUG | 505.95 | Each
M4-R6920 | 1/15 HP 1 SPD 1050 115V |  | 319.6 | Each
O4-R8125 | 50W 230V CCW |  | 425.95 | Each
T5-R8163 | 1/2 HP 1725 RPM 230V |  | 408.45 | Each
T5-R8234 | 1/3 HP 115 V 1725/1140 | RPM 6.7 AMP SLEEVE | 466.15 | Each
T5-R8402 | 1/4 HP 1725 RPM 230V |  | 210.6 | Each
O4-R9211 | 13W 115V .47A 1725 RPM | CW ECM UNIT BEARING | 416.1 | Each
T2-R12177 | 1/6HP 115V 1075RPM |  | 481.8 | Each
T2-R12486 | 1/4HP 115V 1075RPM |  | 543.65 | Each
T2-R12586 | BALL BEARING T2-R12486 |  | 519.7 | Each
T2-R12682 | 1/3 HP 115V 1075 RPM |  | 493.3 | Each
T2-R12686 | 1/4 HP 115V 1075 RPM |  | 293 | Each
T2-R12834 | BALL BEARING T2-R12177 |  | 477.65 | Each
T2-R12835 | 1/6 HP 115V 1625 BALL |  | 376.55 | Each
T4-R21805U | BECKETT OIL BURNER MOTOR |  | 171 | Each
M2-R22000 | 1/5 HP 208/230V 1050 RPM | 2 SPD 1.30 AMP | 228.2 | Each
M2-R22011 | 1/3HP 208/230V 1075/2SPD |  | 219.9 | Each
M2-R22012 | 1/3HP 208/230V 1075/2SPD |  | 434.5 | Each
M2-R22015 | 1/3HP 208/230V 1075/2SPD |  | 537.55 | Each
M2-R22016 | 1/2HP 208/240V 1075/2SPD |  | 622.45 | Each
M2-R22019 | 1/6 HP 208/230V 1075 2SP |  | 482.3 | Each
M2-R22152 | 1/5HP 208/230V 1050/2SP |  | 516.95 | Each
M2-R22168 | 3/4 HP 208/230V 1075 1SP |  | 369.4 | Each
M2-R22170 | 1/5 HP 208/230V 1075 1SP |  | 311.7 | Each
M2-R22175 | 1/3HP 208/230V 1075RPM | SLEEVE BEARING | 284.45 | Each
M2-R22184 | 1/6HP 208/230V 1075/SS |  | 256.45 | Each
M2-R22187 | 1/2HP 208/230V 1075 RPM |  | 311.7 | Each
M2-R22245 | 1/2 HP 208/230V 825 RPM |  | 591.95 | Each
M2-R22345 | 1/3 HP 208/230V 825 RPM |  | 493.05 | Each
M2-R22401 | 1/3-1/6 208/230 1.0-2.0A | 1075 SLEEVE .5X6.5"SFT | 221.05 | Each
M2-R22402 | 1/3-1/6 208/230 1.0-2.0A | 1075 BALL .5X6.5"SFT | 185.35 | Each
M2-R22403 | 1/3-1/8 HP 208/230V 2.1A | 825 RPM SLEEVE | 344.15 | Each
M2-R22404 | 1/3-1/8 HP 208/230V 2.1A | 825 RPM BALL | 205.75 | Each
M2-R22405 | 1/8-1/15 HP 208-230V | 0.8A 825 RPM SLEEVE | 315.35 | Each
M2-R22408 | 1/8-1/15 HP 208-230V | 0.8A 825 RPM BALL | 326.9 | Each
M2-R22410 | 1/3-1/8 HP 208-230V | 2.1A 825 RPM SLEEVE | 410.2 | Each
M2-R22412 | 1/3-1/8 HP 208-230V | 2.1A 825 RPM BALL | 418.4 | Each
M2-R22415 | 1/3-1/8 HP 460V | 1.0A 825 RPM BALL | 697.05 | Each
M2-R22418 | 1/8-1/15 HP 208-230V | 0.8A 1075 RPM SLEEVE | 272.5 | Each
M2-R22420 | 1/8-1/15 HP 208-230V | 0.8A 1075 RPM BALL | 283.95 | Each
M2-R22422 | 1/3-1/6 HP 208-230V | 2.0A 1075 RPM SLEEVE | 297.25 | Each
M2-R22425 | 1/3-1/6 HP 208-230V | 2.0A 1075 RPM BALL | 311.25 | Each
M2-R22428 | 1/3-1/6 HP 460V | 1.2A 1075 RPM BALL | 541.65 | Each
M2-R22430 | 1/2,1/5HP 208 - 230V | 2.5A, 825 RPM, BALL | 473.25 | Each
M2-R22432 | 1/4,1/6HP 230V CW/CCW |  | 367.55 | Each
M2-R22437 | 1/4HP 208/230V 1075RPM |  | 360.3 | Each
M2-R22438 | 1/2,1/5HP 460V, | 1.5A, 1075 RPM, BALL | 709.85 | Each
M2-R22450 | 1/4 HP 208/230V 1625 2SP |  | 689.25 | Each
M2-R22460 | 1/2 HP 208/230V 1625 2SP |  | 791.45 | Each
M2-R22465 | 1/10HP 825 208/230 .6AMP |  | 282.8 | Each
M2-R22470 | 1/8HP 825 208/230 .8AMP |  | 392.45 | Each
M2-R22472 | 1/6HP 825 208/230 1.6AMP |  | 419.65 | Each
M2-R22474 | 1/4HP 208/230V 825/2SPD |  | 564.75 | Each
M2-R22475 | 1/3HP 208/230V 825/2SPRP |  | 612.55 | Each
M2-R22532 | 1/6 HP 208/230V 1075 2SP |  | 493.05 | Each
M2-R22600 | 1/3-1/6HP 208/230V 1075 |  | 269.95 | Each
M2-R22601 | 1/6-1/3 208/230 1.0-1.9A | 825RPM BALL .5"X5"SFT | 330.95 | Each
M2-R22602 | 1/5-1/2 208/230 1.3-3.9A | 1075RPM BALL .5"X6"SFT | 314.45 | Each
M2-R22603 | 1/5-1/2 208/230 1.1-2.4A | 825RPM BALL .5"X6"SFT | 396.35 | Each
M2-R22605 | 1/3-1/6 208/230 1.5-2.8A | 1075RPM BALL .5X6"SFT | 245.75 | Each
M2-R22645 | 1/6 HP 208/230V 825 RPM |  | 408.15 | Each
M2-R22746 | 1/3HP 208/230V 1075/750R |  | 398.25 | Each
M2-R22755 | 3/4 HP 230V 1075 RPM 1SP |  | 369.4 | Each
M2-R23465 | 1/3-1/5H 208/230 2.8-1.7 | 1075RPM B/B 2 SPEED | 190.85 | Each
M2-R23468 | 1/2-1/4 208/230 3.9-1.6A | 1075RPM B/B 2 SPEED | 248.55 | Each
M2-R23469 | 1/3-1/5 208/230 1.9-1.2A | 825RPM B/B 2 SPEED | 207.3 | Each
M2-R30409 | 1/5 HP 208/230V 1550 RPM |  | 392.3 | Each
M2-R30900 | 1/2 HP 208/230V 1075 RPM |  | 365.3 | Each
M2-R31024 | 1/4 HP 208/230 1625 RPM | 1.4 AMP SLEEVE | 558.2 | Each
M2-R31065 | 1/4 HP 575V 1140 RPM .5A |  | 601.9 | Each
M2-R31703 | 1/3 HP 230V 1 SPD 1075 | BALL BEARING | 236.65 | Each
M2-R31705 | 1/2 HP 230V 1 SPD 1075 |  | 271.3 | Each
M2-R31706 | 3/4 HP 230V 1 SPD 1075 |  | 410.6 | Each
M2-R31710 | 1/4 HP 460V 1 SPD 1075 | MOTOR | 563.95 | Each
M2-R31712 | 1/3 HP 460V 1 SPD 1075 |  | 644.75 | Each
M2-R31716 | 3/4HP 460V 1 SPD 1075 TE |  | 469.7 | Each
M2-R31718 | 1/2 HP 460V 1050 RPM 1SP |  | 671.9 | Each
M2-R31862 | 1/4 HP 230V 1625RPM 1.90 | PSC CW | 493.05 | Each
M2-R31864 | 1/4 HP 460V 1625 RPM |  | 522.75 | Each
M2-R32040 | 3/4HP 208/230V 1075/750R |  | 371.2 | Each
M2-R32050 | 3/4HP 575V 1025/3SPD |  | 632.4 | Each
M2-R32050F | 3/4HP 575V 1025/3 BRAKET |  | 644.1 | Each
M2-R32051 | 3/4HP 460V 1025/3SPD |  | 516.95 | Each
M2-R32058 | 1HP 1100/3SPD 208/230V |  | 307.1 | Each
M2-R32097 | 1/4 HP 1 SPD 825 208/230 |  | 429.6 | Each
M2-R32117 | 1/3HP 825RPM 3.A PSC 230 |  | 633.2 | Each
M2-R32184 | 1/2HP 5.1AMP 208/230V 3S |  | 192.6 | Each
M2-R32241 | 1/2HP 208-230V 1075RPM |  | 860.7 | Each
R6-R32317 | 1/3HP 115V 825RPM 4.8AMP |  | 804.1 | Each
M2-R32400 | 1/2 HP 1 SPD 1075 460V |  | 401 | Each
M2-R32420 | 1/4 HP 1 SPD 1625 460V |  | 714 | Each
M2-R32424 | 1/3 HP 1 SPD 1075 RPM 46 |  | 340.55 | Each
M2-R32442 | 1/4 HP 230V 1075/2SP |  | 313.1 | Each
M2-R32445 | 1/4 HP 230V 1 SPD 825 RP |  | 448.5 | Each
M2-R32475 | 1/3HP 208/230V 1075 2SP |  | 504.2 | Each
M2-R32476 | 1/3HP 208/230V 825RPM |  | 509.55 | Each
M2-R32477 | 1/2HP 208/230V 825 RPM |  | 424.65 | Each
M2-R32511 | 1/2 HP 1 SPD 1100 208/23 |  | 395.25 | Each
M2-R32556 | 1/3HP 208/230V 1075/750R |  | 653.8 | Each
M2-R32557 | 1/2HP 208/230V 1075/2SP |  | 351.55 | Each
M2-R32642 | 1/6 HP 208/230V 2SPD 107 |  | 340.55 | Each
M2-R32702 | 1/4 HP 230V 1 SPD 1075 |  | 207.8 | Each
M2-R32703 | 1/3 HP 230V 1 SPD 1075 |  | 213.6 | Each
M2-R32705 | 1/2 HP 230V 1 SPD 1075 |  | 247.4 | Each
M2-R32706 | 3/4 HP 230V 1 SPD 1075 |  | 502.1 | Each
M2-R32710 | 1/4HP 460V 1625/2SP/RPM |  | 713.95 | Each
M2-R32712 | 1/3HP 460V 1075/750RPM |  | 496.75 | Each
M2-R32714 | 1/3HP 460V 825RPM |  | 811.25 | Each
M2-R32716 | 1/2HP 460V 1075/750RPM |  | 882.15 | Each
M2-R32720 | 3/4HP 460V 1075/750RPM |  | 991.75 | Each
M2-R32730 | 3/4HP 208/230V 1075/750R |  | 486.2 | Each
M2-R32735 | 1/2HP 208/230V 1075/750R |  | 244.55 | Each
M2-R32739 | 1/4HP 208/230V 1075/2SP |  | 255.4 | Each
M2-R32957 | 1/2HP 1100RPM 460V |  | 342.25 | Each
R6-R42006 | 1/4 HP 1 SPD 1075 208/23 |  | 270.5 | Each
R6-R42013 | 3/4HP 115V 1075/3SPD |  | 843.7 | Each
R6-R42016 | 3/4HP 115V 1625/3SPD |  | 419.95 | Each
R6-R42049 | 3/4HP 208/230V 1075/3SPD |  | 590.6 | Each
R6-R42132 | 1/3HP 208/230V 1075/3SP. |  | 354.85 | Each
R6-R42133 | 1/4HP 208/230V 1075/3SP |  | 332.6 | Each
R6-R42134 | 1/3HP 115V 1075/3SP.RPM |  | 340 | Each
M2-R42141 | 1HP 208/230/460V 1075RPM |  | 1399.85 | Each
R6-R42242 | 1 HP 3 SPD 1000 208/230V |  | 701.95 | Each
R6-R42249 | 1/2HP 208/230V 1075-3SP/ |  | 386.15 | Each
R6-R42257 | 3/4 HP 4 SPD 1075 208/23 |  | 418.9 | Each
R6-R42310 | 1/3HP 115V 1075/4SPD |  | 354 | Each
R6-R42319 | 1/3HP 115V 1075/3SP.RPM |  | 523.85 | Each
R6-R42349 | 1/3HP 208/230V 1075/3SP. |  | 354 | Each
R6-R42415 | 1/3HP 115V 1050RPM | 4SPD | 278 | Each
R6-R42416 | 1/4 HP 115V 1625 RPM 3SP |  | 332.6 | Each
R6-R42419 | 1/4HP 115V 1075-3SP |  | 498.3 | Each
M2-R42440 | 1/4HP 2SPD EARS CARRIER |  | 510.35 | Each
R6-R42441 | 1/4HP 208/230V 1050RPM |  | 410.05 | Each
R6-R42443 | 1/4HP 208/230V 1050RPM |  | 340.05 | Each
R6-R42449 | 1/4HP 208/230V 1075-3SP |  | 523.85 | Each
R6-R42464 | 1 HP 1075 RPM 208/230V |  | 452.55 | Each
R6-R42604 | 1/3 HP.1100R.P.M. 575 V |  | 348.25 | Each
R6-R42606 | 1/2 HP 1 SPD 1125 575V |  | 377.9 | Each
R6-R42607 | 3/4 HP 1 SPD 1075 575V |  | 416.65 | Each
R6-R42721 | 1/4HP 115V 1075/3SP |  | 329.3 | Each
R6-R42728 | 3/4HP 115V 1075/3SP/RPM |  | 574.1 | Each
R6-R42780 | 1/3HP 115V 1625.3SP.RPM |  | 368.05 | Each
R6-R42783 | 1/4 HP 1 SPD 1625 208/23 |  | 368.05 | Each
R6-R42784 | 1/2HP 208/230V 1625/3SPD |  | 626.9 | Each
R6-R42785 | 1/2HP 115V 1625/3SPD |  | 396.05 | Each
R6-R42800 | 1/2 HP 115V 1050 RPM 4SP |  | 649 | Each
R6-R42812 | 1 HP 115V 1075/3SPD |  | 459.55 | Each
R6-R42842 | 1 HP 208/230V 1075/3SPD |  | 459.55 | Each
R6-R42850 | 1 HP 460V 1075/3SPD |  | 990.4 | Each
R6-R43241 | 1/2HP 4.4AMP 208/230V PS |  | 184.9 | Each
R6-R43463 | 1/2-1/6HP 115V 7AMP 4SP | 1075RPM BALL BEARING | 215.55 | Each
R6-R43464 | 1/2-1/6HP 208-230V 3.9AM | 4SP 1075RPM SLVB | 215.55 | Each
R6-R43466 | 3/4-1/5HP 115V 9.1AMP | 4SP 1075RPM SLVB | 249.35 | Each
R6-R43467 | 3/4-1/5HP 208-230V 3.9AM | 4SP 1075RPM SLVB | 264.5 | Each
R6-R43596 | 1/2HP 1075/3SPD 277V |  | 330.95 | Each
R6-R43600 | 1/6 TO 1/2 HP 115V | 5/1075 SLEEVE .5x5"SFT | 256.8 | Each
R6-R43601 | 1/6 TO 1/2HP 230V | 5/1075 SLEEVE .5x5"SFT | 265 | Each
R6-R43602 | 1/5-3/4 115V 2.3-9.1A | 5/1075 BALL .5x5"SFT | 314.5 | Each
R6-R43603 | 1/5-3/4 208/230 2.0-3.9A | 5/1075 BALL .5x5"SFT | 322.75 | Each
R6-R43604 | 1/8 - 1/3 HP 208-230V | 4/825 SLEEVE | 358.45 | Each
R6-R46103 | ECM 1/3 HP 115 V 4.8 A | DIRECT DRIVE | 672.2 | Each
R6-R46105 | ECM 1/2 HP 115 V 6.8 A | DIRECT DRIVE | 749.7 | Each
R6-R46107 | ECM 3/4 HP 115 V 8.4 A | DIRECT DRIVE | 828.85 | Each
R6-R46110 | ECM 1 HP 115 V 10.9 A | DIRECT DRIVE | 1035.75 | Each
R6-R46205 | ECM 1/2 HP 208-230V 5SPD | DIRECT DRIVE | 748.55 | Each
R6-R49983 | 1/2 HP 208/230 2.70 A | 1725 RPM | 618.05 | Each
M1-R52102 | 1/3,1/4,1/6 208/230CW/ | CCW | 464.75 | Each
M1-R52105 | 1/8 HP 115V 1075 3 SPD |  | 482.1 | Each
M1-R52107 | 1/2,1/3,1/4 208/230CW/ | CCW | 543.9 | Each
M1-R52113 | 1/4,1/6,1/8 208/230CW/CC | CCW | 436.7 | Each
M1-R52118 | 1/6,1/8,1/10 208/230CW/ | CCW | 348.5 | Each
M1-R52126 | 1/6,1/8,1/10 115V CW/CCW |  | 472.2 | Each
M1-R52150 | 1/4 HP 208/230V 1025 3SP |  | 685.7 | Each
M1-R52170 | 1/4 HP 1725 RPM 208/230V |  | 497.7 | Each
M1-R52287 | 1/3 HP 3 SPD 1310 208/23 |  | 241.8 | Each
M1-R52489 | 3/4HP 208/230V 1075/3SPD |  | 822.8 | Each
M1-R52639 | 1/6HP 1075RP 230V .8A PS |  | 591.35 | Each
M1-R52761 | 1/2,1/3,1/4HP 115V CW/CC |  | 666.2 | Each
M1-R52775 | 1/2 HP 208/230V 1075 |  | 638.95 | Each
M1-R52820 | 3/4 HP 208/230V 1075 RPM |  | 504.5 | Each
M1-R53676 | 1/4HP 3SPD 1075 208/230V |  | 341.35 | Each
M1-R62104 | 1/3HP 115 1625RPM 3SPD |  | 689.25 | Each
M1-R62171 | 1/4HP 208/230 1625 3SPD |  | 247.15 | Each
M1-R62172 | 1/3HP 208/230 1625 SPD |  | 326.85 | Each
M1-R62173 | 1/2HP 208/230 1625 3SPD |  | 296.6 | Each
M1-R62350 | 1/3 HP 230V 1075 RPM 5SP |  | 251.25 | Each
M1-R62773 | 1/4HP 115V 1625RPM 3 SPD |  | 622.45 | Each
M1-R62777 | 1/2HP 115 1625RPM 3 SPD |  | 751.9 | Each
R6-R63010 | 1/3 HP 460V 1100 RPM | 1.0A | 266.5 | Each
R6-R85460 | 3/4 HP 208-230V 1075 RPM | 5.4A | 306.5 | Each
US-R90016 | 3.3"115V,.60AMP,1/80HP, | CCW | 67.2 | Each
US-R90020 | 3.3",115V,.80AMP,1/50HP | CCW | 75.75 | Each
US-R90021 | 3.3:,115V,.80AMP,1/50HP | CW | 75.75 | Each
US-R90027 | 3.3",115V,1.1AMP,1/40HP, | CW | 79.4 | Each
US-R90030 | 3.3",115V,1.6AMP,1/25HP | CCW | 121.65 | Each
US-R90132 | 3.3",115V,1.8AMP,1/20HP, | CCW | 91.65 | Each
US-R90133 | 3.3",115V,1.9AMP,1/20HP | CW | 91.65 | Each
US-R90188 | 3.3",230V,.90AMP,1/20HP, | CCW | 89.2 | Each
US-R90189 | 3.3".230V,.90AMP,1/20HP, | CW | 89.2 | Each
US-R90324 | 3.3",115V,2.1AMP,1/25HP, | CW | 94.1 | Each
US-R90402 | 3.3"115V,.75AMP,1/60HP, | CCW | 64.75 | Each
US-R90572 | P.SUB R3-R313 | 3.3",115V,1.8AMP,1/15HP | 134.15 | Each
US-R90574 | 3.3",115V,1.9AMP,1/20HP, | CW | 128.65 | Each
US-R90575 | 3.3",230V,.89AMP,1/20HP, | CW | 133.05 | Each
US-R90616 | 3.3"115V,.70AMP,1/70HP | CW | 101.8 | Each
US-R90671 | 3.3",115/208-230V,2.2/1 | 15CW | 202.85 | Each
US-R90672 | 3.3",115/208-230V,2.1/1. | 1AMP,1/15,CCW | 193.35 | Each
US-R90721 | 3.3",115/208-230V 1.1/05 | A REV PSC | 170.85 | Each
US-R90752 | 3.3"115V,1.3AMP,1/40HP |  | 68.45 | Each
FA-RAIN6000 | 88606000D.ASSY... |  | 18.2 | Each
R7-RB3 | 100 CFM FAN 115V .70AM |  | 251.55 | Each
R7-RB4 | 100 CFM FAN 115V W/COR |  | 346.65 | Each
HB-RB006 | OSBURN 2400 DC3-2S |  | 520 | Each
R7-RB11 | FAN KIT |  | 83.7 | Each
HB-RB12 | CFM FAN FK12 |  | 291.75 | Each
R7-RB20 | FAN KIT EB50 |  | 87.8 | Each
HB-RB21K | HEATILATOR KIT - GFK21 | 65×120 FAN & HARDWARE | 330.5 | Each
R7-RB22 | FAN KIT B60 |  | 190.8 | Each
R7-RB23 | BLOWER KIT |  | 186.5 | Each
R7-RB24 | FAN KIT B100 |  | 161.45 | Each
R7-RB25 | FAN KIT K100 |  | 223.65 | Each
R7-RB26 | FAN KIT QK100 |  | 200 | Each
HB-RB27 | DOUBLE CENTRIFUGAL | FAN KIT | 778.75 | Each
R7-RB28 | FAN KIT BK100 |  | 235 | Each
R7-RB30 | FAN KIT DK260 |  | 383.75 | Each
HB-RB32 | BL65X240CW REGENCY KIT |  | 607.45 | Each
R7-RB33 | 100CFM .7AMP 115V C/W SW |  | 435.55 | Each
R7-RB34-1 | ADAPTER FLANGE RB34 |  | 29.35 | Each
HB-RB35 | KINGSMAN FAN KIT F35FK |  | 411.15 | Each
HB-RB36 | KINGSMAN Z36FK FAN KIT |  | 373.7 | Each
HB-RB37 | KINGSMAN Z33FK FAN KIT |  | 394.3 | Each
HB-RB38 | DC3 GENERIC KIT |  | 451.1 | Each
HB-RB38-1 | ELECTRICAL KIT FOR RB38 | SPD CTRL, SENR, LONG LDS | 228.6 | Each
HB-RB38B | DC3 GENERIC KIT | NO SPD CTR OR THRM SWTCH | 317.9 | Each
HB-RB39 | CW GENERIC KIT |  | 437.6 | Each
HB-RB39B | CW GENERIC BLWR ONLY | W/ MAGNETS | 218.25 | Each
HB-RB42 | 65X180CCW | BOXED | 263.65 | Each
HB-RB45 | 65X240 CW | BOXED | 255.55 | Each
HB-RB53 | RSF DBL65X240 KIT |  | 687.05 | Each
R7-RB54 | 1/25HP 115V 3420RPM B/B | TE 100CFM | 290.85 | Each
HB-RB58 | FAN KIT WOLF |  | 413.25 | Each
HB-RB59 | FAN KIT NAPOLEAN |  | 392.55 | Each
R7-RB60 | 60 CFM BLOWER 115V | .60 AMP | 274.9 | Each
HB-RB61 | FAN ONLY NAPOLEON |  | 190.15 | Each
HB-RB63 | FIREPLACE FAN MAJESTI |  | 259.1 | Each
HB-RB64 | FAN ONLY MAJESTIC |  | 215.2 | Each
HB-RB65 | MAJESTIC FAN KITSPDCT |  | 440.1 | Each
HB-RB66 | BL65X120CW FAN |  | 246.15 | Each
HB-RB67 | SECURITY FAN |  | 260.1 | Each
HB-RB67-1 | SENSOR & PLUG WIRING KIT | FOR ONE FAN | 177.95 | Each
HB-RB67-3 | THERM SENSOR/PLATE/MAGNE |  | 71.05 | Each
HB-RB68 | HUNTER FAN KIT |  | 476.6 | Each
HB-RB69 | BL65X300CW FAN |  | 413.05 | Each
R7-RB70 | 70 CFM 3000 RPM 115V | .50 AMP | 344.55 | Each
HB-RB74K | HEATILATOR KIT - GFK4 | 65×240 FAN & HARDWARE | 466.3 | Each
HB-RB79 | BL65X300CCW FAN |  | 295 | Each
HB-RB82 | BL65X180CW FAN |  | 268.55 | Each
HB-RB83 | QUADRA FIRE FAN |  | 594.95 | Each
HB-RB84 | BL65X240CCW FAN |  | 235.55 | Each
HB-RB86 | BL65X120CCW FAN |  | 274.7 | Each
R7-RB90 | 90 CFM BLOWER | 115V 1.0 AMP | 315.25 | Each
HB-RB95 | MONESSEN BLOTSC KIT | BLOWER ONLY | 419.6 | Each
HB-RB96 | DBL2300X12 FAN |  | 783.15 | Each
HB-RB100 | LENNOX FBK250 BL65X240 | CCW-C1046 FAN ONLY | 343.35 | Each
HB-RB108 | BL65X240CW FAN OSBURN |  | 315.45 | Each
R7-RB109 | FAN KIT BROAN 10941067 |  | 88.75 | Each
R7-RB120 | 120 CFM 3100 RPM 120V | .80 AMP | 438.05 | Each
HB-RB125 | 1/70HP 115V 1.1A 125CFM | 1/3200 CCW DBL FAN | 623.5 | Each
HB-RB130 | SINGLE FAN FK30 |  | 274.6 | Each
R7-RB141 | 140 CFM BLOWER | 115V 1. AMP | 302.7 | Each
R7-RB142 | 140 CFM BLOWER 208/240V | .50 AMP | 360.1 | Each
HB-RB150 | PELLET STOVE FAN |  | 301.95 | Each
R7-RB151 | 150 CFM BLOWER 115V | 1.10 AMP | 475 | Each
R7-RB155 | 150 CFM FAN PSC | 115V .75AMP. | 357.85 | Each
R7-RB165 | 165CFM 115V 3550 RPM | .56 AMP 6FT CORD | 408 | Each
HB-RB166 | REGENCY FAN I1100 |  | 350.15 | Each
HB-RB167 | REGENCY FAN F1100 |  | 308.15 | Each
HB-RB168 | HEAT AND GLOW FAN |  | 346.55 | Each
HB-RB168-1 | KBMC-13BVR SPEED CONTROL |  | 113.7 | Each
HB-RB168-2 | FAN SWITCH AND PLATE |  | 58.15 | Each
HB-RB168B | FAN ONLY HEAT AND GLO |  | 297.25 | Each
HB-RB179 | DC3-C1011 C/W OUTER | HSG & TS BRAKT | 784.15 | Each
R7-RB230 | 460 CFM FAN 1.2A | 2 SPEED | 669.55 | Each
R7-RB245 | 245 CFM FAN AIRDEX |  | 454.95 | Each
HB-RB250 | LENNOX FBK250 KIT BL65X | 240CCW-C1046 | 765 | Each
HB-RB261 | ENVIRO EFW261 |  | 346.95 | Each
R7-RB265 | 265 CFM FAN | 1.86A 1/18HP | 434.4 | Each
R7-RB312 | 222 CFM FAN 1/40HP 115V | 2600RPM | 380.1 | Each
R7-RB350 | 350 CFM BLOWER 115V | 2.8 AMP | 889.6 | Each
R7-RB380 | 380 CFM 115V 1650 RPM |  | 223.65 | Each
R7-RB440 | 50 CFM 115V .23A 3000RPM | PSC | 195.65 | Each
R7-RB445 | 555 CFM 115V 2.05A | 1640RPM PSC | 368.95 | Each
R7-RB446 | 1/20HP 115V 3460RPM B/B | 148CFM | 217.95 | Each
R7-RB447 | 1/25HP 115V 1610RPM B/B | 265CFM | 329.85 | Each
R7-RB465 | 465 CFM FAN |  | 614.95 | Each
R7-RB485 | 485 CFM 115V 1650 RPM |  | 213.5 | Each
R7-RB495 | 495 CFM BLOWER 115V | 3.4 AMP | 1619 | Each
R7-RB500 | 500 CFM 2 SPEED BLOWER | 115V 3.5 AMP | 862.05 | Each
HB-RB513 | 220 CFM BOX FRAME FAN | 162W 1.35A 115 1/2600 CW | 545.8 | Each
HB-RB555 | VALOR 555 FAN KIT |  | 484.25 | Each
HB-RB611 | BL65X180 CW FAN |  | 280.8 | Each
HB-RB621 | WOLF STEEL EP62-1 |  | 335.7 | Each
R7-RB661 | 60 CFM BLOWER 115V | .50 AMP | 278.65 | Each
R7-RB663 | 60 CFM 3000 RPM 115V | .60 AMP | 210 | Each
R7-RB665 | 65 CFM BLOWER 115V | .80 AMP | 268.25 | Each
R7-RB760 | 760 CFM 2 SPEED BLOWER | 115V 3.2 AMP | 702.7 | Each
HB-RB822 | BL65X180 CCW FAN |  | 265.95 | Each
HB-RB861 | SKYTECH FAN |  | 363.6 | Each
R7-RB885 | 85 CFM 2 SPEED BLOWER | 115V .08 AMP | 503.8 | Each
R7-RB938 | 290 CFM BLOWER 3200 RPM | 1.80 AMP. | 395.95 | Each
HB-RB944 | BL2300X7 FAN |  | 547.75 | Each
HB-RB949 | BL2300X12CCW FAN |  | 611.05 | Each
R7-RB965 | 965 CFM 115V 1020RPM | 3.5AMP. | 549.35 | Each
HB-RB981 | ENVIRO 50-2981 KIT |  | 386.35 | Each
R7-RB991 | 90 CFM BLOWER | 115V 1.0 AMP | 410.4 | Each
R7-RB1000 | 1000 CFM 2 SPEED BLOWER | 115/230V 4.0/2.0 AMP | 1057.95 | Each
R7-RB1600 | 1600 CFM 115V 1085 RPM | 6.9 AMP 1/3HP 4 SPD | 1090 | Each
HB-RBM120 | 115V .6A WHITFIELD AUGE |  | 173.85 | Each
HB-RBM121 | 115V 1.6A WHITFIELD BLOW |  | 456.7 | Each
T1-RF100-2 | 120V .3A 2SPD C/W | BRACKET | 122.85 | Each
T8-RF200 | CFA1158038HS |  | 91.55 | Each
T8-RF201 | CFA1158038LS |  | 91.55 | Each
T8-RF202 | CFA2308038HB |  | 107.9 | Each
T8-RF203 | CFA2408025MS |  | 26.75 | Each
T8-RF205 | CFA11512038HS |  | 91.8 | Each
T8-RF210 | CFA11512038HB |  | 107.9 | Each
T8-RF215 | CFA23012038HS |  | 91.25 | Each
T8-RF220 | CFA23012038HB |  | 107.9 | Each
T8-RF225 | CFA11512038HB WIRED |  | 107.9 | Each
T8-RF230 | CFB11512038HS |  | 63.25 | Each
T8-RF235 | CFB11512038HB |  | 113.85 | Each
T8-RF237 | CFB23012038HB |  | 76.25 | Each
T8-RF240 | CFA11515055HB |  | 175.3 | Each
T8-RF245 | CFA23015055HB |  | 175.3 | Each
T8-RF247 | CFB11515038HB | 3210 | 169.1 | Each
T8-RF248 | CFB23015038HB |  | 169.1 | Each
T8-RF249 | CFA11518090HB |  | 435.05 | Each
T8-RF250 | CFA11525489HB |  | 332.6 | Each
T8-RF255 | CFA23025489HB |  | 332.6 | Each
T8-RF265 | CFA124020MS |  | 27.8 | Each
T8-RF268 | CFA124020HS |  | 27.8 | Each
T8-RF270 | CFA126025MS |  | 28.95 | Each
T8-RF275 | CFA128025LS |  | 29.15 | Each
T8-RF280 | CFA128025MS |  | 29.15 | Each
T8-RF285 | CFA129225MS |  | 29.15 | Each
T8-RF287 | CFA129225LS-2 |  | 23 | Each
T8-RF290 | CFA1212025MS |  | 56.05 | Each
T8-RF292 | CFA1212025LS |  | 56.05 | Each
O3-RF2466 | R2466 REPLACEMENT KIT | 115V 105CFM 14W 2900RPM | 113.85 | Each
FB-RFB52 | FAN ASSY CLARE V52 |  | 225.95 | Each
FB-RFB63 | 208/230V 3000RPM CW |  | 560.65 | Each
FB-RFB68 | 1/60HP 115V 3000RPM |  | 817.6 | Each
FB-RFB101 | 208/230V .5 AMP 3200 RPM |  | 935.2 | Each
FB-RFB105 | SUB FA-A151 | 1/50HP 230V 3200RPM .40A | 346.45 | Each
FB-RFB107 | 230V .3A 3400RPM FAN |  | 1198.5 | Each
FB-RFB114 |  | ICP 1149097 VENTOR | 346 | Each
FB-RFB127 |  | FAN ASSEMBLY | 314.25 | Each
FB-RFB129 | FAN | AMANA | 877.05 | Each
FB-RFB137 | NO LONGER AVAILABLE | 115 V .7 AMP PSC | 924.85 | Each
FB-RFB139 | 115V .95 AMP SHADED POLE |  | 1049.45 | Each
FB-RFB145 | 1/25 HP 115V .7A 3450 RP |  | 846.6 | Each
FB-RFB154 | 115V YORK 7021-9428 |  | 965.55 | Each
FB-RFB156 | 115V EVCON 7021-8935 |  | 719.6 | Each
FB-RFB158 | 115V AMANA 7062-3151 |  | 815.7 | Each
FB-RFB165 | 115V YORK 7062-3958 |  | 466.95 | Each
FB-RFB170 | ICP 115V,7021-10299 | 7021-10702 | 764.55 | Each
FB-RFB181 | OLSEN AIRCO 115V 1.1A |  | 851.25 | Each
FB-RFB188 | 1/30HP 115V 3000RPM |  | 186.7 | Each
FB-RFB189 | 1/30HP 115V 3000RPM |  | 328.35 | Each
FB-RFB200 | .70 AMP 115VOLT 3450 RPM |  | 796.85 | Each
FB-RFB206 | REEM 70-24206-01 |  | 819.7 | Each
FB-RFB212 | 115V 1.6AMP 3000RPM |  | 461.3 | Each
FB-RFB214 | .91A 115V RHEEM FAN |  | 444.65 | Each
FB-RFB225 | YORK FLUE EXHAUST BLOWER |  | 654.1 | Each
FB-RFB227 | 1/25HP 115V 3450RPM |  | 1317.2 | Each
FB-RFB231 | 1/12HP 230V 3200RPM PSC |  | 1640.9 | Each
FB-RFB232 |  | 1/12HP 230V 3200RPM PSC | 1694.75 | Each
FB-RFB236 | 1/40HP 208/230V 3000 RPM | PSC | 306.1 | Each
FB-RFB241 | RHEEM RUDD 115V 1.71 SP |  | 175 | Each
FB-RFB242 | 115V 135CFM 3200RPM |  | 445.95 | Each
FB-RFB250 | 208/230V,1/30HP,3000RPM | ARMSTRONG 42250-001 | 662.95 | Each
FB-RFB276 | GOODMAN 0131M0002P |  | 390 | Each
FB-RFB282 |  | 1.98A 115V DUCANE FAN | 578.9 | Each
FB-RFB310 | 1/8 HP 208-230 3500RPM | 2SPD | 1283.35 | Each
FB-RFB330 | ICP 330701-701/329148-70 |  | 400 | Each
FB-RFB337 | TRANE | 1/10 HP 120V 3100 RPM | 180 | Each
FB-RFB350 | 1/30HP 115 3000RPM |  | 620.75 | Each
FB-RFB356 | 1/12HP 115V 3250RPM |  | 1611.95 | Each
FB-RFB383 | ICP | 1/26 HP 115V 3000 RPM | 150 | Each
FB-RFB390 | LENNOX 88J3901 |  | 478.4 | Each
FB-RFB401 | LENNOX | 1/60 HP 120V 2800 RPM | 208.7 | Each
FB-RFB405 | GOODMAN | 1/33 HP 115V 3000 RPM | 208.65 | Each
FB-RFB425 | ARMSTRONG JOHNSON |  | 488.9 | Each
FB-RFB433 | ICP 1014433 |  | 250 | Each
FB-RFB450 | 1/30 HP 3300 RPM 115V | 1.41 AMP | 889.8 | Each
FB-RFB461 | 1/12 HP 3200 RPM 460V | .37 AMP | 1257.4 | Each
FB-RFB483 | 1.8AMP.115V 3200RPM | GOODMANB4833000 90+ | 290 | Each
FB-RFB495 | 1/53 HP 115V 3000 RPM | 1.4 AMP | 208.7 | Each
FB-RFB501 | GOODMAN 22307501 |  | 375 | Each
FB-RFB547 | 1.8 AMP 115V 3400 RPM |  | 379.85 | Each
FB-RFB550 | LENNOX 25M5501 |  | 652 | Each
FB-RFB570 | 1/30 HP 115V 3300 RPM | .90 AMP | 814.2 | Each
FB-RFB598 | 230V 1.1AMP 3000RPM | MODINE | 1303.15 | Each
FB-RFB599 | 115V 2.40 AMP 3000RPM | MODINE | 1303.2 | Each
FB-RFB641 | RHEEM 70-23641-81 |  | 714.35 | Each
FB-RFB654 | 1.2/.6AMP 230/460V CW |  | 380 | Each
FB-RFB655 | 1.2/.6AMP 230/460V CW |  | 400 | Each
FB-RFB672 | 1/100 HP 3150 RPM 115V | .60 AMP | 451.2 | Each
FB-RFB676 | 1/20 HP 115V .57 AMP |  | 1015.6 | Each
FB-RFB701 | 208/230V .6 AMP 3200 RPM |  | 850.3 | Each
FB-RFB756 | Replaces Carrier | 320725-756, 1179081 | 500.85 | Each
FB-RFB757 | Replaces Carrier | 320725-757 | 500.85 | Each
FB-RFB758 | Replaces Carrier | 320725-758, HC28CQ115 | 500.85 | Each
FB-RFB790 | LENNOX 60M7901 |  | 590.2 | Each
FB-RFB810 | LENNOX 60M8101 |  | 529.9 | Each
FB-RFB824 | 1/15HP 115V 3000RPM |  | 342.8 | Each
FB-RFB825 | 1/20HP 115V 3000/2000RPM |  | 421.65 | Each
FB-RFB859 | GOODMAN | 115V 3000 RPM 1.6A | 175 | Each
FM-RFM5 | 1.8/.90 AMP 120/240 CCW |  | 706.1 | Each
FM-RFM11 | CLARE HIGH EFFICIENCY |  | 450.15 | Each
FM-RFM78 | 115/230V 1.2/.6 A PSC |  | 467.2 | Each
FM-RFM230 | .6 AMP 3200RPM 230V |  | 488.5 | Each
FM-RFM454 | 1/30HP 115V 3000RPM 1.1 |  | 477.3 | Each
FM-RFM460 | 1/40HP 3200RPM 460V .37A |  | 982.55 | Each
FM-RFM462 | 1/16HP 460V 3450RPM |  | 921.15 | Each
FM-RFM623 | 1/40 HP .80AMPS 115V CW |  | 518.1 | Each
FM-RFM653 | 1.2/.6AMP 230/460VOLT CW |  | 405.15 | Each
FM-RFM890 | 1/30HP 208-230V .76A SP | 3000RPM 60HZ CWLE BALL | 432.1 | Each
HM-RGM450 | AUGER GEAR MOTOR 1 RPM | HIGH TORQUE | 131.4 | Each
HM-RGM451 | AUGER GEAR MOTOR 1 RPM |  | 131.35 | Each
HM-RGM452 | AUGER GEAR MOTOR 2 RPM | 120V 1.26A CCW | 138.8 | Each
HM-RGM453 | AUGER GEAR MOTOR 1 RPM | TERMINALS IN THE MIDDLE | 131.35 | Each
HM-RGM454 | AUGER GEAR MOTOR 4 RPM | TERMINALS IN THE MIDDLE | 138.9 | Each
HM-RGM651 | AUGER GEAR MOTOR 7 RPM |  | 144.3 | Each
HM-RGM2864 | AUGER GEAR MOTOR 1.5 RPM |  | 147.1 | Each
M5-S1102 | 1/4 115/230 1725 1.35 |  | 433.15 | Each
M5-S1106 | 1/3 HP 115/208/230V 3450 |  | 611.2 | Each
M5-S1110 | 1/3 HP 115/230V 1725 1.0 |  | 450.45 | Each
M5-S1112 | 1/3 HP 115/230V 1725 1.3 |  | 655.75 | Each
M5-S1114 | 1/3 HP 115/230V 1725 1.3 |  | 264.05 | Each
M5-S1120 | 1/3 HP 115/230V 1725 1.3 |  | 333.7 | Each
M5-S1125 | 1/2 HP 115/230V 3450 1.2 |  | 219.6 | Each
M5-S1130 | 1/2 HP 115/230V 3450 1.2 |  | 421.6 | Each
M5-S1132 | 1/2 HP 115/230V 1725 1.0 |  | 731.55 | Each
M5-S1134 | 1/2 HP 115/230V 1725 1.0 |  | 624.4 | Each
M5-S1138 | 1/2 HP 115/230V 1725 1.2 |  | 314.5 | Each
M5-S1152 | 1/2HP 3450R 115/208-230V |  | 607.55 | Each
M5-S1154 | 1/2HP 3450R 115/208-230V |  | 501.3 | Each
M5-S1156 | 1/2HP 1750R 115/208-230V |  | 537.05 | Each
M5-S1159 | 3/4 HP 115/230V 3450 1.2 |  | 545.3 | Each
M5-S1162 | 3/4 HP 115/230V 3450 1.2 |  | 545.25 | Each
M5-S1168 | 3/4 HP 115/230V 1725 1.2 |  | 649.7 | Each
M5-S1169 | 3/4HP 115/230 1725CAPRUN |  | 834.55 | Each
M5-S1174 | 3/4 HP 115/208/230V 1725 |  | 660.7 | Each
M5-S1186 | 1 HP 115/230V 1725 1.25 |  | 795.3 | Each
M5-S1187 | 1 HP 115/230V 1725 1.0 |  | 710.2 | Each
M5-S1198 | 1HP 3450RPM 115/208-230V |  | 660.7 | Each
M5-S1199 | 1 HP 115/208/230V 1725 |  | 710.2 | Each
M5-S1206 | 1 1/2HP 3450R 115/208-23 |  | 740.4 | Each
M5-S1208 | 1 1/2HP 1750R 115/208-23 |  | 770.6 | Each
M5-S1211 | 2 HP 115/230V 3450 1.25 |  | 1304 | Each
M5-S1400 | 3/4 HP COMPRESSOR MOTOR |  | 498.55 | Each
M5-S1402 | 1 HP COMPRESSOR MOTOR |  | 556.25 | Each
M5-S1404 | 1 1/2 HP COMPRESSOR MOTO |  | 572.75 | Each
M5-S1408 | 3 HP COMPRESSOR MOTOR |  | 919 | Each
M5-S1410 | 5 HP COMPRESSOR MOTOR |  | 976.7 | Each
M5-S1450 | 1/2HP 850, OAO 56Y | 1/60/460/200-230 | 610.5 | Each
M5-S1451 | 1 HP 575V 1140 RPM | 2.20A | 847.55 | Each
M5-S1453 | 1 HP 1075 RPM 208/230/46 |  | 1183.35 | Each
M5-S1454 | 1 HP 1075 RPM 230/460V |  | 560.4 | Each
M5-S1455 | 1 HP 1075 RPM 575V |  | 661.45 | Each
M5-S1456 | 1 1/2HP 1075 208/230/460 |  | 960.25 | Each
M5-S1502 | 1/3 HP 200-230/460V 107 |  | 654.95 | Each
M5-S1503 | .60 HP 200/230/460V | 1075 RPM 4.0A | 737.4 | Each
M5-S1504 | .6 HP 200-230/460V 1075 |  | 737.4 | Each
M5-S1506 | 1/2 HP 1075 RPM 575V |  | 520.7 | Each
M5-S1506A | 1/2HP 1075RPM 575V |  | 531.7 | Each
M5-S1507A | 1/2HP 208/230/460 SP CO |  | 731.6 | Each
M5-S1510 | .8 HP 200-230/460V 1075 |  | 1025.1 | Each
M5-S1514 | 1HP 1075RPM 208/230/460V |  | 1183.3 | Each
M5-S1516 | 1HP 1075RPM 575V |  | 1095.75 | Each
M5-S1518 | 1 1/2HP 200/230/460V 107 |  | 1360.55 | Each
M5-S3340 | 1 HP 2 SPD 1725 RPM 115V |  | 1612.85 | Each
M5-S3800 | 1/6 HP 1 SPD 1140 RPM 11 |  | 462.85 | Each
M5-S3810 | 1/4 HP 1 SPD 1140 RPM 11 |  | 490.35 | Each
M5-S3830 | 1/4 HP 2 SPD 1725 115V |  | 471.15 | Each
M5-S3870 | 1/3 HP 2 SPD 1725 115V |  | 595.45 | Each
M5-S3890 | 1/2 HP 2 SPD 1725 115V |  | 581.05 | Each
M5-S7470 | 3/4HP 460V 1075RPM | 2.0A | 449.95 | Each
M5-S9030 | 1/4 HP 1 SPD 1725 RPM 11 |  | 352.95 | Each
M5-S9040 | 1/3 HP 1 SPD 1725 RPM 11 |  | 341.95 | Each
M5-S9140 | 3/4HP 460V 1075RPM | 2.75A | 422.45 | Each
M5-T1532 | 1/2HP 200-230/460V 1140R |  | 960.75 | Each
M5-T1534 | 3/4HP 200-230/460V 1140R |  | 1100.9 | Each
M5-T1536 | 3/4 HP 575V 1140RPM |  | 1248.05 | Each
M5-T1538 | 1HP 200-230/460V 1140RPM |  | 1559.25 | Each
M5-T2110 | 1/2 208/230/460V 1800 |  | 649.75 | Each
M5-T2113 | 1/2 HP 575V 1725 RPM | .70A | 699.2 | Each
M5-T2118 | 3/4 HP 208/230/460V 1725 | 3.4A | 555.95 | Each
M5-T2121 | 3/4 HP 1800 RPM 575V |  | 770.65 | Each
M5-T2126 | 1 HP 208/230/460V 3450 |  | 677.15 | Each
M5-T2128 | 1 HP 208/230/460V | 1750 RPM | 282.15 | Each
M5-T2130 | 1 HP 208/230/460V 1725 |  | 688.2 | Each
M5-T2135 | 1 HP 1725 RPM 575V |  | 732.1 | Each
M5-T2136 | 1 1/2 HP 208/230/460V |  | 776.15 | Each
M5-T2137 | 1 1/2 HP 575V | 3450RPM 1.8A | 1127.95 | Each
M5-T2140 | 1 1/2 HP 208/230/460V |  | 732.1 | Each
M5-T2142 | 11/2HP 3450R 208-230/460 |  | 776.1 | Each
M5-T2143 | 1 1/2 HP 575V | 1725 RPM 2.0A | 809.1 | Each
M5-T2155 | 2 HP 575V 1725 RPM | 2.4A 56HZ. | 963 | Each
M5-T2156 | 2 HP 208/230/460V 3450RP |  | 875.05 | Each
M5-T2157 | 2 HP 3450RPM 575V |  | 875 | Each
M5-T2158 | 2 HP 1750RPM 208-230/460 |  | 894.25 | Each
M5-T2164 | 3 HP 3450RPM 208-230/460 |  | 1048.15 | Each
M5-T2165 | 3 HP 575V 3450 RPM | 3.6A 56HZ. | 1400.75 | Each
M5-T2166 | 3 HP 200/230/460V | 1725 RPM 9.0A | 913.5 | Each
M5-T2167 | 3 HP 1800 RPM 575V |  | 1042.65 | Each
M5-T2529 | 1/2 HP 575V 1140 RPM | .80A | 806.35 | Each
M5-T2532 | 1/2 HP 208/230/460V 1140 |  | 806.35 | Each
M5-T2534 | 3/4 HP 208/230/460V 1140 |  | 844.8 | Each
M5-T2536 | 2 HP 1140 RPM 575V 3PH |  | 1177.3 | Each
M5-T2537 | 1 HP 208/230/460V 850 |  | 943.75 | Each
M5-T2538 | 1 HP 208/230/460V 1140 |  | 814.6 | Each
M5-T2539 | 1 HP 575V 850 |  | 943.75 | Each
M5-T2540 | 1 HP 575V 1140 |  | 839.35 | Each
M5-T2541 | 1 HP 575V 1140RPM L/BOLT | EXTENDED THRU BOLT 1.5" | 859.15 | Each
M5-T2542 | 1 1/2 HP 208/230/460V | 1140 RPM | 930 | Each
M5-T2543 | 1 1/2 HP 1140 RPM 575V |  | 930 | Each
M5-T2544 | 2 HP 208/230/460V 1140 |  | 1023.45 | Each
M5-T2545 | 2 HP 208/230/460V | 1140 RPM 6.8A | 756.9 | Each
M5-T3056 | 1/2 HP 1140 RPM 575V 1.0 | AMP | 773.1 | Each
FA-TURBO200 | TURBO200 67.5 MFD | COMBINED TOTAL | 162.4 | Each
FA-TURBO200X | TURBO200X 97.5 MFD |  | 229.2 | Each
FA-TURBOMINI | TURBOMINI 15 MFD | COMBINED TOTAL 370/440 | 32.2 | Each
FA-UB567 | SP-B16EMAR1.MOTOR.UNIT B | EARING. 16W. | 120.4 | Each
FA-UB574 | MODEL-SFHP-UB |  | 259.7 | Each
FA-UB580 | MODEL-SFHP-UB |  | 272.05 | Each
85-UEFM-1 | EVAPORATOR FAN MOTORS |  | 82.8 | Each
71-UHS24 | 24V UNIVERSAL HUMIDIFIER | SOLENOID | 119.1 | Each
71-UHS99 | 24V UNIVERSAL HUMIDIFIER | SOLENOID 1/4"x1/4" COMP | 69.4 | Each
FA-W8 | 702112061.BLOWER..1/25HP | 1 SPD | 354.5 | Each
FA-W10 | W10 VENTOR MTR | REPLACES 9003081005 | 724.65 | Each
WG840204 | Motor | (CF) 1/4Hp208-230v825 | 244.2 | Each
WG840205HT | Mtr. | CFHT208V1/3 HP825/1SP | 286.35 | Each
WG840463 | Motor | Variab.(DDB)1/3Hp max | 253.65 | Each
WG840465 | Motor | Variab. (CF)1/3Hp max | 240.4 | Each
WG840467 | Mtr.,MHP, 208V, 075/4 SP |  | 362.55 | Each
WG840469 | Motor | Variab. (CF)1/3Hp max | 243.9 | Each
WG840583 | Motor, (DDB) 1/4Hp, 115v |  | 200.85 | Each
WG840584 | Motor | (DDB) 1/4Hp 208-230v | 201.45 | Each
WG840585 | Motor, (DDB) 1/3Hp, 115v |  | 220.75 | Each
WG840586 | Motor | (DDB) 1/3Hp 208-230v | 226.65 | Each
WG840587 | Motor, (DDB) 1/2Hp, 115v |  | 277.75 | Each
WG840588 | Motor | (DDB) 1/2Hp 208-230v | 275.65 | Each
WG840589 | Motor, (DDB) 3/4Hp, 115v |  | 285.85 | Each
WG840590 | Motor | (DDB) 3/4Hp 208-230v | 294.15 | Each
WG840596 | Mtr. | DDFB 208V1 HP1075/3 SP | 316.3 | Each
WG840727 | Motor | (CF) 1/6Hp 208-230v | 252.25 | Each
WG840728 | Motor | (CF)1/4Hp208-230v1075 | 252.35 | Each
WG840728HT | Mtr. | CFHT208V1/4HP1075/1SP | 211.95 | Each
WG840729 | Motor | (CF) 1/3Hp 208-230v | 275.45 | Each
WG840729HT | Mtr. | CFHT208V1/3HP1075/1SP | 239.9 | Each
WG840730 | Motor | (CF) 1/2Hp 208-230v | 257.75 | Each
WG840730HT | Mtr.,CF,HT,208V,1/2HP |  | 277.8 | Each
WG840731 | Mtr. | CF 208V3/4HP1075/1 SP | 296.95 | Each
WG840731HT | Mtr.,CF,HT,208V,3/4HP |  | 310.8 | Each
85-WIFM-1 | EVAPORATOR FAN MOTOR |  | 88.7 | Each
AB-4829791 | 612 UTILITY FAN WHEEL |  | 274.1 | Each
AB-4829801 | 610 UTILITY FAN WHEEL |  | 188.55 | Each
AB-4829811 | 97/8DIA,71/4WIDTH,887415 | WHEEL | 163.55 | Each
AB-4829821 | 8DIA,5WIDTH,8887415 | WHEEL | 149.85 | Each
AB-4829831 | 615 UTILITY FAN WHEEL |  | 715.55 | Each
AB-6010012 | G9-7 BELT DRIVE FAN, | SLEEVE,3/4 SHAFT | 277.1 | Each
AB-6010022 | G10-8 BELT DRIVE FAN, | BALL,3/4 SHAFT | 423.15 | Each
AB-6010032 | G9 BELT DRIVE FAN, | SLEEVE,3/4 SHAFT | 277.15 | Each
AB-6010042 | G10 BELT DRIVE FAN, | SLEEVE,3/4 SHAFT | 286.65 | Each
AB-6010052 | G10 BELT DRIVE FAN, | BALL,3/4 SHAFT | 423.15 | Each
AB-6010062 | DD MODEL DIRECT DRIVE | FAN 10-10SIZE | 219.25 | Each
AB-6010072 | DDT MODEL DIRECT DRIVE | FAN 10-10SIZE | 219.25 | Each
AB-6010082 | DD MODEL DIRECT DRIVE | FAN 10-8 SIZE | 219.25 | Each
AB-6010092 | DD MODEL DIRECT DRIVE | FAN 12-19SIZE | 394.2 | Each
AB-6010102 | G10-8 BELT DRIVE FAN, | SLEEVE,3/4 SHAFT | 285.9 | Each
AB-6010112 | DD MODEL DIRECT DRIVE | FAN 9-6 SIZE | 205.75 | Each
AB-6010122 | DD MODEL DIRECT DRIVE | FAN 9-4 SIZE | 272 | Each
AB-6010132 | DD MODEL DIRECT DRIVE | FAN 9-9 SIZE | 205.75 | Each
AB-6010152 | G12-9 BELT DRIVE FAN, | SLEEVE,3/4 SHAFT | 546.25 | Each
AB-6010162 | G12 BELT DRIVE FAN, | SLEEVE,3/4 SHAFT | 546.25 | Each
AB-6010172 | G15 BELT DRIVE FAN, | BALL,1" SHAFT | 1996.65 | Each
AB-6010182 | G18 BELT DRIVE FAN, | BALL,1" SHAFT | 3615.4 | Each
AB-6010192 | DDT MODEL DIRECT DRIVE | FAN 12-19SIZE | 394.25 | Each
AB-6010222 | G9-7 BELT DRIVE FAN, | BALL,3/4 SHAFT | 394.25 | Each
AB-6010242 | G9 BELT DRIVE FAN, | BALL,3/4 SHAFT | 394.25 | Each
AB-6010252 | DD MODEL DIRECT DRIVE | FAN 9-7 SIZE | 272 | Each
AB-6010262 | G12 BELT DRIVE FAN, | BALL,3/4 SHAFT | 1092.65 | Each
AB-7017060 | 75CFM,1/60HP AIR MAKE- | UP UNIT | 353.85 | Each
AB-7017080 | 130CFM,1/70HP AIR MAKE- | UP UNIT | 305.6 | Each
AB-7017100 | 245CFM,1/30HP AIR MAKE- | UP UNIT | 395.1 | Each
AB-7017120 | 400CFM,1/12HP AIR MAKE- | UP UNIT | 594.15 | Each
AB-7017140 | 525CFM,1/4HP AIR MAKE- | UP UNIT | 899.1 | Each
AB-7017160 | 625CFM,1/4HP AIR MAKE- | UP UNIT | 1057.9 | Each
AB-7017180 | 845CFM,1/2HP AIR MAKE- | UP UNIT | 1249.85 | Each
AB-7017200 | 1100CFM,1/3HP AIR MAKE- | UP UNIT | 2307.2 | Each
AB-7017300 | FAN 265CFM WITH | FLANGE | 353.55 | Each
AB-7017320 | FAN 465CFM WITH | FLANGE | 399.15 | Each
AB-7017340 | FAN 160CFM WITH | FLANGE | 271.65 | Each
AB-7627031 | 7017180 MOTOR |  | 844.85 | Each
AB-7627051 | 7017080 MOTOR |  | 223.2 | Each
AB-7627071 | 7017120 MOTOR |  | 424.85 | Each
AB-7627141 | 7017140,7017160 MOTOR |  | 633.95 | Each
AB-7627151 | 7017060 MOTOR FOR | AB-7017060 BLOWER ASSEMB | 213.6 | Each
AB-7627201 | 7017320 MOTOR |  | 251.85 | Each
AB-7627211 | 7017300 MOTOR |  | 258.35 | Each
AB-7627331 | 1/2 HP 825 CFM MOTOR |  | 671.4 | Each
AB-7627421 | 7817835 MOTOR |  | 180.65 | Each
AB-7627601 | 7627601 MOTOR |  | 337.4 | Each
AB-7627691 | 7017100 MOTOR |  | 234.55 | Each
AB-7627761 | 7818852 MOTOR |  | 464.05 | Each
AB-7629041 | 7017200 MOTOR |  | 1757.2 | Each
AB-7629051 | 7017340 MOTOR |  | 228.1 | Each
AB-7817825 | DRAFT INDUCER W/ 1 TAP & | MOUNTING HOLES | 384.55 | Each
AB-7817835 | DRAFT INDUCER W/ 2 TAPS | & MOUNTING BACKPLATE | 319.75 | Each
AB-7818462 | DOCK SEAL BLOWER |  | 841.3 | Each
AB-7818852 | DOCK SEAL FAN |  | 995.35 | Each
AB-8887005 | RX309 ROOF EXHAUSTER | 3/4 SHAFT | 1163.1 | Each
AB-8887015 | RX310 ROOF EXHAUSTER | 3/4 SHAFT | 1346.5 | Each
AB-8887025 | RX312 ROOF EXHAUSTER | 3/4 SHAFT | 1687.4 | Each
AB-8887035 | RX315 ROOF EXHAUSTER | 1" SHAFT | 2266.35 | Each
AB-8887045 | RX307 ROOF EXHAUSTER | 3/4 SHAFT | 1056.9 | Each
AB-8887055 | RX318 ROOF EXHAUSTER | 1"SHAFT | 2999.95 | Each
AB-8887095 | FILTER FRAME FOR DB207, | DB207-2 | 307.7 | Each
AB-8887105 | FILTER FRAME FOR DB209. | DB209-2,DB9209 | 326.7 | Each
AB-8887115 | FILTER FRAME FOR DB210, | DB210-2,DB9210 | 384.55 | Each
AB-8887125 | FILTER FRAME FOR DB212, | DB212-2,DB9212,DB9212-2 | 456.85 | Each
AB-8887135 | FILTER FRAME FOR DB215, | DB215-2,DB9215,DB9215-2 | 519.1 | Each
AB-8887145 | FILTER FRAME FOR DB218, | DB218-2,DB9218,DB9218-2 | 1038.45 | Each
AB-8887245 | DB207 INLINE DUCT FAN |  | 960.65 | Each
AB-8887255 | DB209 INLINE DUCT FAN |  | 1019.2 | Each
AB-8887265 | DB210 INLINE DUCT FAN |  | 1105.55 | Each
AB-8887275 | DB212 INLINE DUCT FAN |  | 1298.3 | Each
AB-8887285 | DB215 INLINE DUCT FAN |  | 1917.95 | Each
AB-8887305 | DB218 INLINE DUCT FAN |  | 4158.8 | Each
AB-8887315 | DB215-2 INLINE TWIN | DUCT FAN | 5035.5 | Each
AB-8887325 | DB218-2 INLINE TWIN | DUCT FAN | 8530.05 | Each
AB-8887335 | DB207-2 INLINE TWIN | DUCT FAN | 2645.4 | Each
AB-8887345 | DB209-2 INLINE TWIN | DUCT FAN | 2767.15 | Each
AB-8887355 | DB210-2 INLINE TWIN | DUCT FAN | 3016.05 | Each
AB-8887365 | DB212-2 INLINE TWIN | DUCT FAN | 3124 | Each
AB-8887405 | SI407 EXHAUSTER 3/4SHAFT |  | 509.95 | Each
AB-8887425 | SI410 EXHAUSTER 3/4SHAFT |  | 547.85 | Each
AB-8887435 | SI412 EXHAUSTER 3/4SHAFT |  | 625.4 | Each
AB-8887445 | SI415 EXHAUSTER 1"SHAFT |  | 1009.55 | Each
AB-8887455 | UB812 UNIVERSAL FAN |  | 874.95 | Each
AB-8887465 | UB815 UNIVERSAL FAN |  | 1105.3 | Each
AB-8887485 | UB809 UNIVERSAL FAN |  | 673.1 | Each
AB-8887495 | UB810 UNIVERSAL FAN |  | 721.15 | Each
AB-8887505 | SIS-9 SIDE INTAKE | 3/4 SHAFT | 1682.85 | Each
AB-8887515 | SIS-10 SIDE INTAKE | 3/4 SHAFT | 1903.9 | Each
AB-8887525 | SIS-12 SIDE INTAKE | 3/4 SHAFT | 2206.4 | Each
AB-8887535 | SIS-15 SIDE INTAKE | 1" SHAFT | 2605.15 | Each
AB-8887545 | SIS-18 SIDE INTAKE | 1"SHAFT | 3577.15 | Each
AB-8887605 | 610 UTILITY FAN 3/4 | SHAFT | 1394.85 | Each
AB-8887615 | 612 UTILITY FAN 3/4 | SHAFT | 1462.1 | Each
AB-8887625 | 615 UTILITY FAN 1" | SHAFT | 2635.55 | Each
AB-8887675 | DB9212-2 INLINE DUCT | FAN | 6569.35 | Each
AB-8887685 | DB9215-2 INLINE DUCT | FAN | 8888.25 | Each
AB-8887695 | DB9218-2 INLINE DUCT | FAN | 12603.8 | Each
AB-8887705 | FA709 FRESH AIR SUPPLY | 3/4 SHAFT | 1759.3 | Each
AB-8887715 | FA710 FRESH AIR SUPPLY | 3/4 SHAFT | 1760.15 | Each
AB-8887725 | FA712 FRESH AIR SUPPLY | 3/4 SHAFT | 2302.2 | Each
AB-8887735 | FA715 FRESH AIR SUPPLY | 1" SHAFT | 2681.9 | Each
AB-8887745 | FA718 FRESH AIR SUPPLY | 1"SHAFT | 3725.15 | Each
AB-8887755 | PF12D OPTIONAL DAMPER |  | 94.2 | Each
AB-8887765 | PF14D OPTIONAL DAMPER |  | 139.4 | Each
AB-8887775 | PF16D OPTIONAL DAMPER |  | 153.9 | Each
AB-8887785 | PF18D OPTIONAL DAMPER |  | 192.25 | Each
AB-8887865 | PF14-1 PANEL FAN 14" | BLADE , SINGLE SPEED | 538.25 | Each
AB-8887875 | PF16-1 PANEL FAN 16" | BLADE , SINGLE SPEED | 597.75 | Each
AB-8887885 | PF18-1 PANEL FAN 18" | BLADE , SINGLE SPEED | 649.05 | Each
AB-8887905 | DB9209 INLINE DUCT | FAN | 1635.2 | Each
AB-8887915 | DB9210 INLINE DUCT | FAN | 1816.75 | Each
AB-8887925 | DB9212 INLINE DUCT | FAN | 3048.4 | Each
AB-8887935 | DB9215 INLINE DUCT | FAN | 4124.05 | Each
AB-8887945 | DB9218 INLINE DUCT | FAN | 5845.5 | Each
AB-8887955 | PF12-2 PANEL FAN 12" | BLADE , TWO SPEED | 634.25 | Each
AB-8887965 | PF14-2 PANEL FAN 14" | BLADE , TWO SPEED | 687.6 | Each
AB-8887975 | PF16-2 PANEL FAN 16" | BLADE , TWO SPEED | 740.35 | Each
AB-8887985 | PF18-2 PANEL FAN 18" | BLADE , TWO SPEED | 802.85 | Each
AB-8889002 | RX307 DAMPER |  | 50.05 | Each
AB-8889012 | RX309 DAMPER |  | 80.8 | Each
AB-8889022 | RX310 DAMPER |  | 82.75 | Each
AB-8889032 | RX312 DAMPER |  | 96.3 | Each
AB-8889042 | RX315 DAMPER |  | 126.95 | Each
AB-8889052 | RX318 DAMPER |  | 134.6 | Each
AB-8947181 | FILTER FOR DB209 |  | 67.3 | Each
AB-8947191 | FA709 FILTER |  | 36.55 | Each
AB-8947201 | FA710 FILTER |  | 47.1 | Each
AB-8947211 | FA712,715 FILTER |  | 55.8 | Each
AB-8947221 | FILTER FOR DB210 |  | 76.95 | Each
AB-8947231 | FILTER FOR DB212 |  | 85.65 | Each
AB-8947241 | FILTER FOR DB215 |  | 110.25 | Each
AB-8947251 | FILTER FOR DB207 |  | 55.8 | Each
AB-8947261 | FA718 FILTER |  | 90.45 | Each
AB-8947271 | FILTER FOR DB218 |  | 158.7 | Each
T9-1309-11M-17 | 1/4 HP 115/208/230 V | 1625 RPM 1 PHASE | 677.2 | Each
T9-AGL224 | ALUMINUM GRAVITY LOUVER | 22"X22"X4" FOR T9-WF18 | 635.35 | Each
T9-D4 | 4" DAMPER |  | 122.15 | Each
T9-D5 | 5" DAMPER |  | 166.2 | Each
T9-D6 | 6" DAMPER |  | 177.25 | Each
T9-D8 | 8" DAMPER |  | 199.1 | Each
T9-D10 | 10" DAMPER |  | 317.6 | Each
T9-D12 | 12" DAMPER |  | 403.5 | Each
T9-DB10-2 | 10" DUCT BOOSTER - 2 SPD | 650 CFM, 1.50 A | 366.75 | Each
T9-DB200C | 6" DUCT FAN DOUBLE CRIMP | W/ POWERCORD | 234.7 | Each
T9-DB204C | 4" DUCT BOOSTER CW CORD | 80 CFM, 0.30 A | 186.85 | Each
T9-DB205C | 5" DUCT BOOSTER CW CORD | 225 CFM, 0.35 A | 191.5 | Each
T9-DB206C | 6" DUCT BOOSTER CW CORD | 250 CFM, 0.35 A | 193.6 | Each
T9-DB208C | 8" DUCT BOOSTER CW CORD | 500 CFM, 0.75 A | 231.1 | Each
T9-DB210C | 10" DUCT BOOSTER CW CORD | 650 CFM, 1.50 A | 282.15 | Each
T9-DB212E | 12" DUCT BOOSTER CW ELEC | BOX 800CFM, 2.8 A | 314.3 | Each
T9-DB306E | 6" DUCT BOOSTER - 2 SPD | 200/300 CFM, 0.25/0.35 A | 209.3 | Each
T9-DB308E | 2-SPD 8" INDUCTOR | IN-LINE DUCT FAN | 255.4 | Each
T9-DB412E | 12" 4 POLE DUCT BOOSTER | 700 CFM, 1.5 A | 500.45 | Each
T9-DB416P | 16" 4 POLE DUCT BOOSTER | 1100 CFM, 2.0 A | 397.8 | Each
T9-DF12 | 12" AXIAL DUCT FAN | 1216 CFM | 1654.15 | Each
T9-DF16 | 16" AXIAL DUCT FAN | 2540 CFM | 1841.95 | Each
T9-DF18 | 18" AXIAL DUCT FAN | 3620 CFM | 1995.25 | Each
T9-DF20 | 20" AXIAL DUCT FAN | 4750 CFM | 2145.75 | Each
T9-DF100 | DOOR FRAME AIR BOOSTER |  | 149.1 | Each
T9-DM106 | 6" DUCT MUFFLER | 24" LENGTH | 409.6 | Each
T9-DM112 | 12" DUCT MUFFLER | 36" LENGTH | 586.15 | Each
T9-DS45110 | DUCT STAT, 45F - 110F | 6' CORD, 5A MAX. | 210.2 | Each
T9-FS375 | AMP SENSOR SWITCH |  | 213.8 | Each
T9-HE100 | AIRIVA HEAT EXCHANGER | HRV 100CFM HIGH EFF. | 2329.5 | Each
T9-HE150 | AIRIVA HEAT EXCHANGER | HRV 150CFM STD EFF. | 2199.5 | Each
T9-IB4 | IN-LINE 4" FAN | 153 CFM POWERVENT | 971.3 | Each
T9-IB4S | IN-LINE 4" FAN | 100 CFM POWERVENT | 587.5 | Each
T9-IB4X | IN-LINE 4" FAN | 100 CFM POWERVENT | 587.5 | Each
T9-IB5 | IN-LINE 5" FAN | 206 CFM POWERVENT | 557.65 | Each
T9-IB5X | IN-LINE 5" FAN | 206 CFM POWERVENT | 1001.9 | Each
T9-IB6 | IN-LINE 6" FAN | 438 CFM POWERVENT | 977.6 | Each
T9-IB6X | IN-LINE 6" FAN | 438 CFM POWERVENT | 1215.7 | Each
T9-IB8 | IN-LINE 8" FAN | 544 CFM POWERVENT | 1099.9 | Each
T9-IB8X | IN-LINE 8" FAN | 544 CFM POWERVENT | 1576.2 | Each
T9-IB10 | IN-LINE 10" FAN | 618 CFM POWERVENT | 1649.85 | Each
T9-IB10X | IN-LINE 10" FAN | 618 CFM POWERVENT | 1870 | Each
T9-MD6-NC | 6" MOTORIZED DAMPER | POWER OFF - CLOSED | 483.05 | Each
T9-MD6-NO | 6" MOTORIZED DAMPER | POWER OFF - OPEN | 468.85 | Each
T9-MD7-NC | 7" MOTORIZED DAMPER | POWER OFF - CLOSED | 351.5 | Each
T9-MD7-NO | 7" MOTORIZED DAMPER | POWER OFF - OPEN | 325.5 | Each
T9-MD8-NC | 8" MOTORIZED DAMPER | POWER OFF - CLOSED | 557.7 | Each
T9-MD8-NO | 8" MOTORIZED DAMPER | POWER OFF - OPEN | 494.75 | Each
T9-MD10-NC | 10" MOTORIZED DAMPER | POWER OFF - CLOSED | 591.6 | Each
T9-MD10-NO | 10" MOTORIZED DAMPER | POWER 0FF - OPEN | 591.6 | Each
T9-MD12-NC | 12" MOTORIZED DAMPER | POWER OFF - CLOSED | 540.4 | Each
T9-MD12-NO | 12" MOTORIZED DAMPER | POWER OFF - OPEN | 540.4 | Each
T9-P1004 | AIR PRESSURE SWITCH |  | 71.6 | Each
T9-RDK04 | RADON KIT W/4"-4" WHITE | COUPLERS/AIR PRESSURE SW | 799.4 | Each
T9-RDK04-3 | RADON KIT W/4"-3" WHITE | COUPLERS/AIR PRESSURE SW | 753.6 | Each
T9-RDN04 | RADON KIT W/4"-4" | WHITE COUPLERS | 716.05 | Each
T9-RDN04-3 | RADON KIT W/4"-6" | WHITE COUPLERS | 683.35 | Each
T9-REGUL-2 | 2 SPD SELECTOR SWITCH |  | 84.5 | Each
T9-SW100 | CURRENT SWITCH |  | 163.55 | Each
T9-TD100 | IN LINE DUCT FAN |  | 371.2 | Each
T9-TD100X | IN LINE DUCT FAN |  | 736.05 | Each
T9-TD125 | IN LINE DUCT FAN |  | 844.75 | Each
T9-TD150 | IN LINE DUCT FAN |  | 1197.1 | Each
T9-TD200 | IN LINE DUCT FAN |  | 1440.55 | Each
T9-TD250 | IN LINE DUCT FAN |  | 2111.35 | Each
T9-TD315 | IN LINE DUCT FAN |  | 2816.6 | Each
T9-TF104 | 4" IN LINE BOOSTER |  | 637.3 | Each
T9-TF106 | 6" IN LINE BOOSTER |  | 775.6 | Each
T9-TF112 | VENTILATION FAN |  | 2004.4 | Each
T9-TW8-2 | THRUWALL FAN - 2 SPD | 8", 9 3/4" GRILL, 0.85 A | 364.2 | Each
T9-TW208 | THRUWALL FAN - VAR. SPD. | 8" X 9 3/4" 360Deg GRILL | 507.45 | Each
T9-VS100 | SPEED CONTROL DB5 |  | 166.6 | Each
T9-VS200 | PLUG IN SPEED CONTROL |  | 237.85 | Each
T9-WF12 | 12" AXIAL WALL FAN | 1260 CFM | 1359.75 | Each
T9-WF18 | 18" AXIAL WALL FAN | 3690 CFM | 1793.7 | Each
T9-WF20 | 20" AXIAL WALL FAN | 4520 CFM | 1980.35 | Each
35-21A250 | 21-25MFD 11038 START CAP | 1.44"DIA 220/250V ROUND | 5.05 | Each
35-21B330 | 21-25MFD 11055 START CAP | 1.44"DIA 330V ROUND | 6.2 | Each
35-25A125 | 25-30MFD 11003 START CAP | 1.44"DIA 110/125V ROUND | 3.75 | Each
35-25A250 | 25-30MFD 11039 START CAP | 1.44" 220/250V RND CASE A | 5.3 | Each
35-25B330 | 25-30MFD 11056 START CAP | 1.44"DIA 330V ROUND | 6.6 | Each
35-30A125 | 30-36MFD 11004 START CAP | 1.44" 110/125V RND CASE A | 3.8 | Each
35-30A250 | 30-36MFD 11040 START CAP | 1.44"DIA 220/250V ROUND | 6.2 | Each
35-30D330 | 30-36MFD 11057 START CAP | 1.81"DIA 330V ROUND | 7.95 | Each
35-36B250 | 36-43MFD 11041 START CAP | 1.44"DIA 220/250V ROUND | 6.6 | Each
35-36D330 | 36-43MFD 11058 START CAP | 1.81" 330V ROUND CASE D | 8 | Each
35-43A125 | 43-56MFD 11006 START CAP | 1.44"DIA 110/125V ROUND | 4.75 | Each
35-43B250 | 43-56MFD 11042 START CAP | 1.44"DIA 220/250V ROUND | 6.8 | Each
35-43D330 | 43-56MFD 11059 START CAP | 1.81"DIA 330V ROUND | 8.65 | Each
35-43F250 | 43-56MFD 11042 START CAP | 2.06" 220/250V RND CASE F | 6.75 | Each
35-47B250 | 47-56MFD 11042 START CAP | 1.44" 220/250V RND CASE B | 7.9 | Each
35-53A125 | 53-64MFD START CAP | 1.44" 110/120V RND CASE A | 5.15 | Each
35-53A250 | 53-64MFD START CAP | 1.44" 220/250V RND CASE A | 8.1 | Each
35-53B250 | 53-64MFD START CAP | 1.44" 220/250V RND CASE B | 8.1 | Each
35-53D330 | 53-64MFD START CAP | 1.81"DIA 330V RND CASE D | 9.5 | Each
35-56A250 | 56-72MFD START CAP | 1.44" 220/250V RND CASE A | 8.85 | Each
35-56B250 | 56-72MFD 11043 START CAP | 1.44"DIA 220/250V ROUND | 8.85 | Each
35-56D330 | 56-72MFD 11060 START CAP | 1.81"DIA 330V ROUND | 10.05 | Each
35-59F250 | 59-71MFD START CAP | 2.06" 220/250V RND CASE F | 8.95 | Each
35-64A125 | 64-77MFD 11007 START CAP | 1.44" 110/125V RND CASE A | 5.9 | Each
35-64A250 | 64-77MFD START CAP | 1.44" 220/250V RND CASE A | 9 | Each
35-64D250 | 64-77MFD START CAP | 1.81" 220/250V RND CASE D | 9 | Each
35-64D330 | 64-77MFD START CAP | 1.81"DIA 330V RND CASE D | 11.1 | Each
35-72A125 | 72-88MFD 11008 START CAP | 1.44"DIA 110/125V ROUND | 5.95 | Each
35-72A165 | 72-88MFD START CAP | 1.44" 165V ROUND | 7.5 | Each
35-72D250 | 72-88MFD 11044 START CAP | 1.81"DIA 220/250V ROUND | 9.75 | Each
35-72E330 | 72-88MFD 11061 START CAP | 1.81"DIA 330V ROUND | 11.7 | Each
35-88A125 | 88-108MFD 11009 START CAP | 1.44"DIA 110/125V ROUND | 6.05 | Each
35-88A165 | 88-108MFD 11076 START CAP | 1.44"DIA 165V ROUND | 8.3 | Each
35-88D250 | 88-108MFD 11045 START CAP | 1.81"DIA 220/250V ROUND | 10.5 | Each
35-88F330 | 88-108MFD 11062 START CAP | 2.06"DIA 330V ROUND | 12.4 | Each
35-108A125 | 108-130MFD 11010 STARTCAP | 1.44"DIA 110/125V ROUND | 7.25 | Each
35-108B165 | 108-130MFD START CAP | 1.44"DIA 116V CASE B | 9 | Each
35-108D250 | 108-130MFD 11046 STARTCAP | 1.18"DIA 220/250V ROUND | 10 | Each
35-108D330 | 108-130MFD 11063 STARTCAP | 1.18"DIA 330V ROUND | 13.8 | Each
35-108G330 | 108-130MFD 11063 STARTCAP | 2.06"DIA 330V ROUND | 13.8 | Each
35-124A125 | 124-149MFD 11112 STARTCAP | 1.44"DIA 110/125V ROUND | 7.35 | Each
35-124B165 | 124-149MFD 11031 STARTCAP | 1.44"DIA 165V RND CASE B | 9.55 | Each
35-124D250 | 124-149MFD 11148 STARTCAP | 1.81"DIA 220/250V ROUND | 12.7 | Each
35-124G330 | 124-149MFD 11165 STARTCAP | 2.06"DIA 330V ROUND | 13.8 | Each
35-130A125 | 130-156MFD 11113 STARTCAP | 1.44"DIA 110/125V ROUND | 8 | Each
35-130B165 | 130-156MFD 11032 STAR CAP | 1.44"DIA 165V RND CASE B | 10.3 | Each
35-130D250 | 130-156MFD START CAP | 1.81"DIA 250V RND CASE D | 13.7 | Each
35-130G330 | 130-156MFD 11166 STARTCAP | 2.06"DIA 330V ROUND | 14.85 | Each
35-135A125 | 135-162 MFD 125V CASE A |  | 8 | Each
35-135H330 | 135-162MFD START CAP | 2.56"DIA 330V RND CASE H | 14.8 | Each
35-145A125 | 145-174MFD 11013 STARTCAP | 1.44"DIA 110/125V ROUND | 8.65 | Each
35-145B165 | 145-174MFD 11032 STARTCAP | 1.44"DIA 165V RND CASE B | 10.95 | Each
35-145F250 | 145-174MFD 11049 STARTCAP | 2.06"DIA 220/250V ROUND | 13.8 | Each
35-145H330 | 145-174MFD 11066 STARTCAP | 2.56"DIA 330V ROUND | 15.4 | Each
35-161A125 | 161-193MFD 11014 STARTCAP | 1.44"DIA 110/125V ROUND | 9.05 | Each
35-161D165 | 161-193MFD 11033 STARTCAP | 1.81"DIA 165V ROUND | 11.4 | Each
35-161D250 | 161-193MFD START CAP | 1.81"DIA 250V RND CASE D | 14.65 | Each
35-161E250 | 161-193MFD 11050 STARTCAP | 1.81"DIA 220/250V ROUND | 14.65 | Each
35-161F250 | 161-193MFD 11050 STARTCAP | 2.06" 220/250V RND CASE F | 14.6 | Each
35-161H330 | 161-193MFD 11067 STARTCAP | 2.56"DIA 330V RND CASE H | 17.25 | Each
35-189A125 | 189-227MFD 11015 STARTCAP | 1.44"DIA 110/125V ROUND | 9.5 | Each
35-189D165 | 189-227MFD 11034 STARTCAP | 1.81"DIA 165V ROUND | 12.7 | Each
35-189G250 | 189-227MFD 11051 STARTCAP | 2.06"DIA 220/250V ROUND | 15.4 | Each
35-189G330 | 189-227MFD START CAP | 2.06"DIA 330V RND CASE G | 18.1 | Each
35-189H330 | 189-227MFD 11068 STARTCAP | 2.56"DIA 330V ROUND | 18.1 | Each
35-200A125 | 200-240MFD 11016 STARTCAP | 1.44" 110/125V RND CASE A | 10.3 | Each
35-216A125 | 216-259MFD 11017 STARTCAP | 1.44"DIA 110/125V ROUND | 10.35 | Each
35-216D165 | 216-259MFD START CAP | 1.81"DIA 165V ROUND | 14.25 | Each
35-216F250 | 216-259MFD 11052 STARTCAP | 2.06" 220/250V RND CASE F | 17.1 | Each
35-216G250 | 216-259MFD 11052 STARTCAP | 2.06"DIA 220/250V ROUND | 17.1 | Each
35-216H330 | 216-259MFD 11069 STARTCAP | 2.56"DIA 330V ROUND | 20 | Each
35-233A125 | 233-280MFD 11018 STARTCAP | 1.44" 110/125V RND CASE A | 10.7 | Each
35-233D165 | 233-280MFD 11035 STARTCAP | 1.18"DIA 165V RND CASE D | 14.85 | Each
35-233G250 | 233-280MFD 11053 STARTCAP | 2.06"DIA 220/250V ROUND | 18.1 | Each
35-243A125 | 243-292MFD START CAP | 1.44" 110/125V RND CASE A | 10.8 | Each
35-243B125 | NLA 243-292MFD 11119 STA | 1.44"DIA 110/125V ROUND | 10.8 | Each
35-243G250 | 243-292MFD 11154 STARTCAP | 2.06"DIA 220/250V ROUND | 19.15 | Each
35-250A125 | 250-300MFD 11118 STARTCAP | 1.44"DIA 110/125V ROUND | 10.85 | Each
35-250F125 | 250-300MFD 11018 STARTCAP | 2.06" 110/125V RND CASE F | 11.05 | Each
35-270A125 | 270-324MFD START CAP | 1.44" 110/125V RND CASE A | 11.3 | Each
35-270B125 | 270-324MFD 11019 STARTCAP | 1.44"DIA 110/125V ROUND | 9.9 | Each
35-270D165 | 270-324MFD 11036 STARTCAP | 1.81"DIA 165V ROUND | 16.7 | Each
35-270G250 | 270-324MFD 11054 STARTCAP | 2.06"DIA 220/250V ROUND | 19.15 | Each
35-270H330 | 270-324MFD START CAP | 2.56"DIA 330V RND CASE H | 22.8 | Each
35-295A125 | 295-354MFD 11020 STARTCAP | 1.44" 110/125V RND CASE A | 11.6 | Each
35-300A125 | 300-360MFD START CAP | 1.44" 110/125V RND CASE A | 11.7 | Each
35-300D125 | 300-360MFD 11020 STARTCAP | 1.81" 110/125V RND CASE D | 11.7 | Each
35-320H250 | 320-384MFD START CAP | 2.56" 220/250V RND CASE H | 21.35 | Each
35-324A125 | 324-388MFD START CAP | 1.44" 110/125V RND CASE A | 12.35 | Each
35-324D125 | 324-388MFD 11021 STARTCAP | 1.81"DIA 110/125V ROUND | 12.35 | Each
35-340D125 | 340-408MFD 11022 STARTCAP | 1.81"DIA 110/125V ROUND | 13.3 | Each
35-340E165 | 340-408MFD START CAP | 1.81"DIA 165V RND CASE E | 19.15 | Each
35-340G250 | 340-408MFD START CAP | 2.06"DIA 220/250V ROUND | 22.65 | Each
35-378D125 | 378-440MFD 11023 STARTCAP | 1.81"DIA 110/125V ROUND | 13.45 | Each
35-378E165 | 378-440MFD START CAP | 1.81" 165V ROUND CASE E | 20.2 | Each
35-378H250 | 378-440MFD 11088 STARTCAP | 2.56" 220/250V RND CASE H | 20.25 | Each
35-400B125 | 400-480MFD START CAP | 1.44" 110/125V RND CASE B | 14.5 | Each
35-400D125 | 400-480MFD 11024 STARTCAP | 1.81"DIA 110/125V ROUND | 14.7 | Each
35-400E165 | 400-480MFD 11037 STARTCAP | 1.81"DIA 165V ROUND | 21.2 | Each
35-400H250 | 400-480MFD START CAP | 2.56" 220/250V RND CASE H | 24.35 | Each
35-430B125 | 430-516MFD 11071 STARTCAP | 125V ROUND CASE B | 14.45 | Each
35-430D125 | 430-515MFD 11125 STARTCAP | 1.81"DIA 110/115V ROUND | 14.45 | Each
35-430F125 | 430-516MFD 11071 STARTCAP | 2.06" 110/125V RND CASE F | 14.45 | Each
35-460D125 | 460-552MFD 11025 STARTCAP | 1.81"DIA 110/125V ROUND | 17.7 | Each
35-460H250 | 460-S52MFD 11090 STARTCAP | 250V ROUND CASE H | 15.4 | Each
35-540D125 | 540-648MFD 11026 STARTCAP | 1.81"DIA 110/125V ROUND | 16.3 | Each
35-540E125 | 540-648MFD START CAP | 1.81" 110/125V RND CASE E | 16.25 | Each
35-540G165 | 540-648MFD START CAP | 2.06"DIA 165V RND CASE G | 23 | Each
35-590D125 | 590-708MFD 11027 STARTCAP | 1.81"DIA 110/125V ROUND | 18.5 | Each
35-590E125 | 590-708MFD 11027 STARTCAP | 1.81" 110/125V RND CASE E | 18.5 | Each
35-640H250 | 640-774MFD 11091 STARTCAP | 250V ROUND CASE H | 23.05 | Each
35-645E125 | 645-774MFD START CAP | 1.81"DIA 110/125V ROUND | 19.4 | Each
35-708E125 | 708-850MFD START CAP | 1.81" 110/125V RND CASE E | 18 | Each
35-708F125 | 708-850MFD START CAP | 2.06" 110/125V RND CASE F | 18.05 | Each
35-708G125 | 708-850MFD 11028 STARTCAP | 2.06"DIA 110/125V ROUND | 18.05 | Each
35-708G165 | 708-850MFD START CAP | 2.06" DIA 165V ROUND | 23.6 | Each
35-800D125 | 800-960MFD 11072 STARTCAP | 1.81"DIA 110/125V ROUND | 22.05 | Each
35-815E125 | 815-978MFD START CAP | 1.81"DIA 110/125V ROUND | 22.05 | Each
35-815G165 | 815-978MFD START CAP | 2.06"DIA 165V ROUND | 23.6 | Each
35-829E125 | 829-995MFD START CAP | 1.81"DIA 110/125V ROUND | 22.25 | Each
35-829G125 | 829-995MFD 11029 STARTCAP | 2.06"DIA 110/125V ROUND | 22.2 | Each
35-850G125 | 850-1020MFD START CAP | 2.06"DIA 110/125V ROUND | 22.65 | Each
35-850G165 | 850-1020MFD START CAP | 2.06"DIA 165V ROUND | 24.1 | Each
35-1000G125 | 1000-1200MFD 11030 START | 2.06"DIA 110/125V RND CAP | 23.95 | Each
35-1000G165 | 1000-1200MFD START CAP | 2.06"DIA 165V ROUND | 27.45 | Each
35-1175G125 | 1175-1410MFD STARTCAP | 2.06" F115A 110/125V RND | 24 | Each
35-1280G125 | 1280-1536MFD START CAP | 2.06"DIA 110/125V ROUND | 24.55 | Each
35-11201 | BLEED RESISTOR 2WATT, | 15,000OHM c/w TERMS 10/PK | 37.65 | 10pk
35-11206 | START CAP BRACKET | 2.75" (6.9 cm) | 4.65 | Each
35-11207 | START CAP BRACKET | 3.38" (8.6.cm) | 6.35 | Each
35-11208 | START CAP BRACKET | 4.38" (11.1 cm) | 6.65 | Each
35-11210 | PLASTIC END CAP | 1 7/16" (3.6 cm) | 2.1 | Each
35-11213 | PLASTIC END CAP | 2 9/16" (6.5 cm) | 3.65 | Each
35-11218 | PLASTIC END CAP | 2 9/16" (6.5 cm) | 4.25 | Each
36-2-370440 | 2MFD 12002 12026 370/440V |  | 12 | Each
36-2S440 | 2MFD RUN CAP | 250-440V SQUARE | 4 | Each
36-3-370440 | 3MFD 12003 12027 RUN CAP | 370/440V OVAL | 12.25 | Each
36-3R3744 | 3MFD RUN CAP | 370/440V ROUND | 13.1 | Each
36-3S440 | 3MFD RUN CAP | 250-440V SQUARE | 4.25 | Each
36-4-370440 | 4MFD 12004 12029 RUN CAP | 370/440V OVAL | 12.75 | Each
36-4S440 | 4MFD 250-440V RUN | CAPACITOR | 4.5 | Each
36-5-370440 | 12005 12029 5MFD 370/440 | OVAL | 4.35 | Each
36-5J370 | 5MFD 12005 RUN CAP | 370V | 6.25 | Each
36-5R3744 | 5MFD RUN CAP | 370/440V ROUND | 4.75 | Each
36-5S440 | 5MFD RUN CAP | 250-440V SQUARE | 4.2 | Each
36-6-370440 | 6MFD 12006 12030 RUN CAP | 370/440V OVAL | 11.75 | Each
36-6R3744 | 6MFD RUN CAP | 370/440V ROUND | 11.4 | Each
36-7-370440 | 7.5MFD 12007 12031 37044 | RUN CAP 370/440V OVAL | 4.15 | Each
36-7.5J370 | 7.5MFD 12007 RUN CAP | 370V | 6.05 | Each
36-7.5S440 | 7.5MFD RUN CAP | 250-440V SQUARE | 5.95 | Each
36-7R3744 | 7.5MFD RUN CAP | 370/440V ROUND | 5.45 | Each
36-8S440 | 8MFD RUN CAP | 250-440V SQUARE | 6.5 | Each
36-10-370440 | 10MFD 12008 12032 RUN CA | 1.65"DIA 370/440V OVAL | 4.9 | Each
36-10J370 | 10MFD 12008 RUN CAP | 370V OVAL | 7.3 | Each
36-10R3744 | 10MFD RUN CAP | 1.65"DIA 370/440V ROUND | 6.75 | Each
36-10S440 | 10MFD RUN CAP | 250-440V SQUARE | 6.5 | Each
36-12-370440 | 2.5MFD 12009 12033 RUNCAP | 370/440V OVAL | 6.05 | Each
36-12.5S440 | 12.5MFD RUN CAP | 250-440V | 7.95 | Each
36-12R3744 | 12.5MFD RUN CAP | 370/440V ROUND | 6.65 | Each
36-15-3-3744 | 15/3MFD 12141 RUN CAP | 370/440V OVAL | 18.6 | Each
36-15-5-3744 | 15/5MFD 12057 RUN CAP | 370/440V OVAL | 22.45 | Each
36-15-103744 | 15/10MFD 12058 RUN CAP | 370/440V OVAL | 20.4 | Each
36-15-370440 | 15MFD 12010 12034 RUN CAP | 370/440V OVAL | 6.3 | Each
36-15K370 | 15MFD 12010 RUN CAP | 370V OVAL | 10.3 | Each
36-15R3744 | 15MFD RUN CAP | 370/440V ROUND | 7.95 | Each
36-15S440 | 15MFD RUN CAP | 250-440V SQUARE | 8.6 | Each
36-17-370440 | 17.5MFD 12012,36 RUNCAP | 370/440V OVAL | 9.4 | Each
36-17R3744 | 17.5MFD RUN CAP | 370/440V ROUND | 10.5 | Each
36-20-5-3744 | 20/5MFD 12063 RUN CAP | 370/440V OVAL | 20.8 | Each
36-20-153744 | 20-15MFD 12164 RUN CAP | 370/440V OVAL | 25.15 | Each
36-20-370440 | 20MFD 12014 12037 RUN CAP | 370/440V OVAL | 9.9 | Each
36-20R3744 | 20MFD RUN CAP | 370/440V ROUND | 11.15 | Each
36-20S440 | 20MFD RUN CAP | 250-440V SQUARE | 10.65 | Each
36-25-5-3744 | 25/5MFD 12066 RUN CAP | 370/440V OVAL | 15.4 | Each
36-25-103744 | 25/10MFD 12167 RUN CAP | 370/440V OVAL | 37.5 | Each
36-25-370440 | 25MFD 12015 12040 RUN CAP | 370/440V OVAL | 9.05 | Each
36-25R250 | 25MFD RUN CAP 250V ROUND | ALUM. DBL MALE TERM. | 18.2 | Each
36-25R3744 | 25MFD RUN CAP | 370/440V ROUND | 10.15 | Each
36-30-5-3744 | 30/5MFD 12069 RUN CAP | 370/440V OVAL | 16.5 | Each
36-30-7-3744 | 30/7.5MFD 12146 RUN CAP | 370/440V OVAL | 22.95 | Each
36-30-370440 | 30MFD 12017 12041 RUN | CAP 370/440V OVAL | 10.35 | Each
36-30R450 | 30MFD RUN CAP 450V ROUND | ALUM. DBL MALE TERM. | 13.2 | Each
36-30R3744 | 30MFD RUN CAP | 370/440 ROUND | 11 | Each
36-35-5-3744 | 35/5MFD 12072 RUN CAP | 370/440V OVAL | 17.25 | Each
36-35-7-3744 | 35/7.5MFD 12149 RUN CAP | 370/440V OVAL | 72.2 | Each
36-35-370440 | 35MFD 12018 12043 RUN | CAP 370/440V OVAL | 11 | Each
36-35R3744 | 35MFD RUN CAP | 370/440V ROUND | 12 | Each
36-40-5-3744 | 40/5MFD 12178 12171 RUN | CAP 370/440V OVAL | 19.85 | Each
36-40-370440 | 40MFD 12021 12031 RUN | CAP 370/440V OVAL | 13.7 | Each
36-40R3744 | 40MFD RUN CAP | 370/440V ROUND | 14.7 | Each
36-45-5-3744 | 45/5MFD 12174 RUN CAP | 370/440V OVAL | 20.4 | Each
36-45-370440 | 45MFD 12023 12048 RUN | CAP 370/440V OVAL | 16 | Each
36-45R3744 | 45MFD RUN CAP | 370/440V ROUND | 18.05 | Each
36-50-370440 | 50MFD 12025 12049 RUN | CAP 370/440V OVAL | 21.65 | Each
36-50R3744 | 50MFD RUN CAP | 370/440V ROUND | 23.45 | Each
36-55-370440 | 55MFD 12050 RUN CAP | 370/440V OVAL | 31.45 | Each
36-55R3744 | 55MFD RUN CAP | 370/440V ROUND | 35.45 | Each
36-60-370440 | 60MFD 12051 RUN CAP | 370/440V OVAL | 34.25 | Each
36-60R3744 | 60MFD RUN CAP | 370/440V ROUND | 38.5 | Each
36-70R3744 | 70MFD RUN CAP | 370/440V ROUND | 39.75 | Each
36-80R3744 | 80MFD RUN CAP | 370/440V ROUND | 65.95 | Each
36-100R3744 | 100MFD RUN CAP | 370/440V ROUND | 71.45 | Each
36-105R3744 | 10/5MFD RUN CAP | 1.65"DIA 370/440V ROUND | 15.3 | Each
36-110R3744 | 110MFD RUN CAP | 370/440V ROUND | 67.5 | Each
36-153R3744 | 15/3 MFD RUN CAP | 370/440V ROUND | 19.15 | Each
36-155R3744 | 15/5 MFD RUN CAP | 370/440V ROUND | 19.2 | Each
36-205R3744 | 20/5MFD RUN CAP | 370/440V ROUND | 20.95 | Each
36-253R3744 | 25/3MFD RUN CAP | 370/440V ROUND | 22.25 | Each
36-254R3744 | 25/4MFD RUN CAP | 370/440V ROUND | 22.75 | Each
36-255R3744 | 25/5MFD RUN CAP | 370/440V ROUND | 15 | Each
36-257R3744 | 25/7.5MFD RUN CAP | 370/440V ROUND | 25.15 | Each
36-303R3744 | 30/3MFD RUN CAP | 370/440V ROUND | 26.95 | Each
36-304R3744 | 30/4MFD RUN CAP | 370/440V ROUND | 25.15 | Each
36-305R3744 | 30/5MFD RUN CAP | 370/440V ROUND | 16.5 | Each
36-307R3744 | 30/7.5MFD RUN CAP | 370/440V ROUND | 25.8 | Each
36-353R3744 | 35/3MFD RUN CAP | 370/440V ROUND | 26.9 | Each
36-354R3744 | 35/4MFD RUN CAP | 370/440V ROUND | 25.15 | Each
36-355R3744 | 35/5MFD RUN CAP | 370/440V ROUND | 18.15 | Each
36-357R3744 | 35/7.5MFD RUN CAP | 370/440V ROUND | 26.55 | Each
36-403R3744 | 40/3MFD RUN CAP | 370/440V ROUND | 32.85 | Each
36-405R3744 | 40/5MFD RUN CAP | 370/440V ROUND | 19.3 | Each
36-407R3744 | 40/7.5MFD RUN CAP | 370/440V ROUND | 33.6 | Each
36-454R3744 | 45/4MFD RUN CAP | 370/440V ROUND | 35.95 | Each
36-455R3744 | 45/5MFD RUN CAP | 370/440V ROUND | 20.45 | Each
36-457R3744 | 45/7.5MFD RUN CAP | 370/440V ROUND | 36.65 | Each
36-505R3744 | 50/5MFD RUN CAP | 370/440V ROUND | 38.15 | Each
36-507R3744 | 50/7.5MFD RUN CAP | 370/440V ROUND | 39.05 | Each
36-555R3744 | 55/5MFD RUN CAP | 370/440V ROUND | 40.3 | Each
36-557R3744 | 55/7.5MFD RUN CAP | 370/440V ROUND | 41.9 | Each
36-605R3744 | 60/5MFD RUN CAP | 370/440V ROUND | 44.55 | Each
36-606R3744 | 60/6MFD RUN CAP | 370/440V ROUND | 37.3 | Each
36-607R3744 | 60/7.5MFD RUN CAP | 370/440V ROUND | 45.5 | Each
36-805R3744 | 80/5MFD RUN CAP | 370/440V ROUND | 70.8 | Each
36-2015R3744 | 20/15MFD RUN CAP | 370/440V ROUND | 25.05 | Each
36-2510R3744 | 25/10MFD RUN CAP | 370/440V ROUND | 25.05 | Each
36-3510R3744 | 35/10MFD RUN CAP | 370/440V ROUND | 32.1 | Each
36-4010R3744 | 40/10MFD RUN CAP | 370/440V ROUND | 35.95 | Each
36-4510R3744 | 45/10MFD RUN CAP | 370/440V ROUND | 37.6 | Each
36-5010R3744 | 50/10MFD RUN CAP | 370/440V ROUND | 40.95 | Each
36-5510R3744 | 55/10MFD RUN CAP | 370/440V ROUND | 67.45 | Each
36-6010R3744 | 60/10MFD RUN CAP | 370/440V ROUND | 49.85 | Each
36-7010R3744 | 70/10MFD RUN CAP | 370/440V ROUND | 41.05 | Each
36-12204 | RUN CAP BRACKET | J BASE 2.03x1.24" | 4.15 | Each
36-12205 | RUN CAP BRACKET | K BASE 2.80x1.77" | 4.4 | Each
36-12206 | RUN CAP BRACKET | L BASE 2.75x1.44" | 4.4 | Each
36-12210 | RUBBER CAP | 1 HOLE BOOT | 4.15 | Each
36-12211 | RUBBER CAP | 2 HOLE BOOT | 6.75 | Each
36-12212 | RUBBER CAP | 3 HOLE BOOT | 16.2 | Each
36-12250 | BRACKET WRAP AROUND C/W | 1 HOLE BOOT | 19.15 | Each
45050HU | Mtr Run Cap | Oval,5uF,370/440 | 10.64 | Each
45100HU | Mtr Run Cap | Oval,10uF,370/440 | 14.56 | Each
45125HU | Mtr Run Cap | Ovl,12.5uF,370/440 | 19.77 | Each
45150HU | Mtr Run Cap | Oval,15uF,370/440 | 19.66 | Each
45200HU | Mtr Run Cap | Oval,20uF,370/440 | 22.29 | Each
45300HU | Mtr Run Cap | Oval,30uF,370/440 | 24.92 | Each
45400HU | Mtr Run Cap | Oval,40uF,370/440 | 30.3 | Each
45450HU | Mtr Run Cap | Oval,45uF,370/440 | 31.53 | Each
45500HU | Mtr Run Cap | Oval,50uF,370/440 | 39.2 | Each
45600HU | Mtr Run Cap | Oval,60uF,370/440 | 44.58 | Each
4JR0525U | Mtr Run Cap | Rnd,25/5uF,370/440 | 27.33 | Each
4JR0530U | Mtr Run Cap | Rnd,30/5uF,370/440 | 29.62 | Each
4JR0535U | Mtr Run Cap | Rnd,35/5uF,370/440 | 29.9 | Each
4JR0540U | Mtr Run Cap | Rnd,40/5uF,370/440 | 38.08 | Each
4JR0545U | Mtr Run Cap | Rnd,45/5uF,370/440 | 39.31 | Each
4JR0550U | Mtr Run Cap | Rnd,50/5uF,370/440 | 41.83 | Each
4JR0555U | Mtr. Run Cap, | Round,55+5uf 370/440v | 44.91 | Each
4JR0580U | Mtr. Run Cap, | Rnd,80/5uF 440v | 51.46 | Each
4JR7530U | Mtr. Run Cap, | Rnd,30/7.5uF 440v | 32.82 | Each
4JR7535U | Mtr. Run Cap, | Rnd,35/7.5uF 440v | 32.87 | Each
4JR7540U | Mtr Run Cp | Rd,40/7.5uF,370/440 | 35.11 | Each
4JR7545U | Mtr Run Cp | Rd,45/7.5uF,370/440 | 41.55 | Each
4JR7550U | Mtr. Run Cap, | Rnd,50/7.5uF 440v | 44.18 | Each
4JR7555U | Mtr. Run Cap, | Rnd,55/7.5uF 440v | 43.62 | Each
4JR7560U | Mtr. Run Cap, | Rnd,60/7.5uF 440v | 45.19 | Each
108-130 | Mtr. Start Cap | 108-130uf 110v | 8.74 | Each
145-175 | Mtr. Start Cap | 145-175uf 110v | 8.34 | Each
216-259220 | Mtr. Start Cap | 216-259uf 220v | 26.04 | Each
216-259330 | Mtr. Start Cap | 216-259uf 330v | 35.67 | Each
233-292 | Mtr. Start Cap | 233-292uf 110v | 9.35 | Each
270-324 | Mtr. Start Cap | 270-324uf 110v | 9.46 | Each
37030H | Mtr. Run Cap, | Oval, 3uf 370v | 5.32 | Each
37050HB | Mtr. Run Cap, | Oval, 5uf 370v 100/CA | 4.03 | Each
37050R | Mtr. Run Cap, | Round, 5uf 370v | 4.42 | Each
37060H | Mtr. Run Cap, | Oval, 6uf 370v | 4.09 | Each
37075HB | Mtr. Run Cap, | Oval, 7.5uf 370v 100/CA | 5.04 | Each
37075R | Mtr. Run Cap, | Rnd, 7.5uf 370v | 8.18 | Each
37100HB | Mtr. Run Cap, | Oval, 10uf 370v | 5.71 | Each
37125H | NO LONGER AVAILABLE | Oval, 12.5uf 370v | 7.22 | Each
37125R | Mtr. Run Cap, | Rnd, 12.5uf 370v | 11.37 | Each
37150H | Mtr. Run Cap, | Oval, 15uf 370v | 6.66 | Each
37150R | Mtr. Run Cap, | Rnd, 15uf 370v | 7.39 | Each
37200H | Mtr. Run Cap, | Oval, 20uf 370v | 8.01 | Each
37250H | Mtr. Run Cap, | Oval, 25uf 370v | 10.92 | Each
37250R | Mtr. Run Cap, | Round, 25uf 370v | 9.3 | Each
37300H | Mtr. Run Cap, | Oval, 30uf 370v | 12.1 | Each
37300R | Mtr. Run Cap, | Round, 30uf 370v | 11.54 | Each
37350H | Mtr. Run Cap, | Oval, 35uf 370v | 13.27 | Each
37350R | Mtr. Run Cap, | Round, 35uf 370v | 12.21 | Each
37400H | Mtr. Run Cap, | Oval, 40uf 370v | 15.12 | Each
37400R | Mtr. Run Cap, | Round, 40uf 370v | 14.11 | Each
37450H | Mtr. Run Cap, | Oval, 45uf 370v | 20.89 | Each
37500H | Mtr. Run Cap, | Oval, 50uf 370v | 19.21 | Each
37600H | Mtr. Run Cap, | Oval, 60uf 370v | 50.23 | Each
37600R | Mtr. Run Cap, | Rnd, 60uf 370v | 28.06 | Each
37700H | Mtr. Run Cap, | Oval, 70uf 370v | 48.61 | Each
37800H | Mtr. Run Cap, | Oval, 80uf 370v | 47.54 | Each
3GJ0515 | Mtr. Run Cap, | Oval,15+5uf 370v | 18.82 | Each
3GJ0520 | Mtr. Run Cap, | Oval,20+5uf 370v | 17.64 | Each
3GJ0525 | Mtr. Run Cap, | Oval, 25+5uf 370v | 17.02 | Each
3GJ0530 | Mtr. Run Cap, | Oval, 30+5uf 370v | 18.76 | Each
3GJ0535 | Mtr. Run Cap, | Oval, 35+5uf 370v | 19.43 | Each
3GJ0540 | Mtr. Run Cap, | Oval, 40+5uf 370v | 18.54 | Each
3GJ0545 | Mtr. Run Cap, | Oval, 45+5uf 370v | 25.03 | Each
3GJ0555 | Mtr. Run Cap, | Oval,55+5uf 370v | 27.89 | Each
3GJ1025 | Mtr. Run Cap, | Ovl, 25+10uf 370v | 18.98 | Each
3GJ1060 | Mtr. Run Cap, | Oval,60+10uf 370v | 40.26 | Each
3GJ1520 | Mtr. Run Cap, | Ovl,20+15uf 370v | 22.4 | Each
3GJ7530 | Mtr. Run Cap, | Ovl,30+7.5uf 370v | 21.17 | Each
3GJ7535 | Mtr. Run Cap, | Ovl,35+7.5uf 370v | 23.3 | Each
3GJ7545 | Mtr. Run Cap, | Ovl,45+7.5uf 370v | 33.1 | Each
3GJ7555 | Mtr. Run Cap, | Ovl,55+7.5uf 370v | 36.79 | Each
3GR0325 | Mtr. Run Cap, | Rnd, 25+3uf 370v | 23.02 | Each
3GR0330 | Mtr. Run Cap, | Rnd, 30+3uf 370v | 28.28 | Each
3GR0335 | Mtr. Run Cap, | Rnd, 35+3uf 370v | 23.74 | Each
3GR0340 | Mtr. Run Cap, | Rnd, 40+3uf 370v | 28.9 | Each
3GR0425 | Mtr. Run Cap, | Rnd, 25+4uf 370v | 30.07 | Each
3GR0435 | Mtr. Run Cap, | Rnd, 35+4uf 370v | 21.73 | Each
3GR0520 | Mtr. Run Cap, | Rnd,20+5 uf 370v | 25.14 | Each
3GR0525 | Mtr. Run Cap, | Rnd,25.5+5uf 370v | 11.09 | Each
3GR0530 | Mtr. Run Cap, | Round,30+5uf 370v | 16.3 | Each
3GR0535 | Mtr. Run Cap, | Round,35+5uf 370v | 16.74 | Each
3GR0540 | Mtr. Run Cap, | Round,40+5uf 370v | 20.05 | Each
3GR0545 | Mtr. Run Cap, | Round,45+5uf 370v | 20.94 | Each
3GR0550 | Mtr. Run Cap, | Round,50+5uf 370v | 19.26 | Each
3GR7530 | Mtr. Run Cap, | Rnd,30+7.5uf 370v | 26.43 | Each
400-480 | Mtr. Start Cap | 400-480uf 110v | 9.74 | Each
43-53220 | Mtr. Start Cap | 43-53uf 220v | 9.58 | Each
45040H | Mtr. Run Cap, | Oval, 4uf 440v | 4.2 | Each
45050H | Mtr. Run Cap, | Oval, 5uf 440v | 7.45 | Each
45050R | Mtr. Run Cap, | Round, 5uf 440V | 20.66 | Each
45060H | Mtr. Run Cap, | Oval, 6uf 440v | 10.42 | Each
45075H | Mtr. Run Cap, | Oval, 7.5uf 440v | 6.61 | Each
45075R | Mtr. Run Cap, | Round, 7.5uf 440 | 19.99 | Each
45100H | Mtr. Run Cap, | Oval, 10uf 440v | 7 | Each
45100R | Mtr. Run Cap, | Round, 10uf 440V | 17.7 | Each
45125H | Mtr. Run Cap, | Oval, 12.5uf 440v | 9.02 | Each
45150H | Mtr. Run Cap, | Oval, 15uf 440v | 7.5 | Each
45150R | Mtr. Run Cap, | Round, 15uf 440v | 8.96 | Each
45175H | Mtr. Run Cap, | Oval, 17.5uf 440v | 14.06 | Each
45200H | Mtr. Run Cap, | Oval, 20uf 440v | 9.18 | Each
45250H | Mtr. Run Cap, | Oval, 25uf 440v | 11.2 | Each
45250R | Mtr. Run Cap, | Round, 25uf 440v | 16.74 | Each
45300H | Mtr. Run Cap, | Oval, 30uf 440v | 13.33 | Each
45350H | Mtr. Run Cap, | Oval, 35uf 440v | 14.9 | Each
4JJ0525 | Mtr. Run Cap, | Oval, 25+5uf 440v | 16.74 | Each
4JJ0530 | Mtr. Run Cap, | Oval, 30+5uf 440v | 15.06 | Each
4JJ0540 | Mtr. Run Cap, | Oval,40+5uf 440v | 21.28 | Each
4JJ0555 | Mtr. Run Cap, | Oval, 55+5uf 440v | 28.22 | Each
4JJ0560 | Mtr. Run Cap, | Oval,60+5uf 440v | 59.7 | Each
4JJ1055 | Mtr. Run Cap, | Oval,55+10uf 440v | 58.3 | Each
4JJ7535 | Mtr. Run Cap, | Ovl,35+7.5uf 440v | 25.14 | Each
4JR0440 | Mtr. Run Cap, | Rnd,40+4uf 440v | 33.26 | Each
4JR0525 | Mtr. Run Cap, | Round,25+5uf 440v | 11.48 | Each
4JR0530 | Mtr. Run Cap, | Round,30+5uf 440v | 13.33 | Each
4JR0535 | Mtr. Run Cap, | Round,35+5uf 440v | 14.45 | Each
4JR0540 | Mtr. Run Cap, | Round,40+5uf 440v | 15.34 | Each
4JR0545 | Mtr. Run Cap, | Round,45+5uf 440v | 16.58 | Each
4JR0550 | Mtr. Run Cap, | Round,50+5uf 440v | 17.08 | Each
4JR0555 | Mtr. Run Cap, | Round,55+5uf 440v | 18.82 | Each
4JR0560 | Mtr. Run Cap, | Round,60+5uf 440v 50/CA | 22.62 | Each
4JR7525 | Mtr. Run Cap, | Rnd,25+7uf 440v | 19.32 | Each
4JR7530 | Mtr. Run Cap, | Rnd,30+7.5uf 440v | 20.44 | Each
4JR7535 | Mtr. Run Cap, | Rnd,35+7.5uf 440v | 25.14 | Each
4JR7540 | Mtr. Run Cap, | Rnd,40+7.5uf 440v | 32.2 | Each
4JR7545 | Mtr. Run Cap, | Rnd,45+7.5uf 440v | 39.09 | Each
4JR7550 | Mtr. Run Cap, | Rnd,50+7.5uf 440v | 23.24 | Each
4JR7570 | Mtr. Run Cap, | Rnd,70+7.5uf 440v | 54.1 | Each
4JR7580 | Mtr. Run Cap, | Rnd,80+7.5uf 440V | 47.04 | Each
56-72220 | Mtr. Start Cap | 56-72uf 220v | 9.69 | Each
88-108220 | Mtr. Start Cap | 88-108uf 220v | 13.66 | Each
A60010 | Capacitor Rubber Boot & | Bracket Kit | 6.83 | Each
A61003 | 3-1/4"Dia CW Alumn Fan | Blade 5/16"Bore, 12Blade | 18.85 | Each
A61402 | 4"Dia CW Plastic Fan | Blade 3/16"Bore, 5Blades | 6.72 | Each
A61403 | 4"Dia CCW Plastic Fan | Blade 1/8"Bore, 5Blades | 6.16 | Each
A61404 | 4"Dia CCW Plastic Fan | Blade 3/16"Bore, 5Blades | 6.16 | Each
A61474 | 5-1/2"Dia Small CW Alumn | Fan Blade w/Hub 3/16"Bor | 10.08 | Each
A63006 | 6" Long Capacitor Jumper |  | 16.8 | Each
C375B | 3 Pole 75 Amp 120V | Contactor | 150.92 | Each
C375C | 3 Pole 75 Amp 208/240V | Contactor | 151.2 | Each
CT1 | Capacitor Tester |  | 94.19 | Each
PDC2 | 2MFD Dry Capacitor | 370V | 2.86 | Each
PDC3 | 3MFD Dry Capacitor | 370V | 3.02 | Each
PDC4 | 4MFD Dry Capacitor | 370V | 3.14 | Each
PDC5 | 5MFD Dry Capacitor | 370V | 3.25 | Each
PDC7.5 | 7.5MFD Dry Capacitor | 370V | 4.98 | Each
PDC8 | 8MFD Dry Capacitor | 370V | 5.26 | Each
PDC10 | 10MFD Dry Capacitor | 370V | 6.16 | Each
PDC12.5 | 12.5MFD Dry Capacitor | 370V | 7 | Each
PDC15 | 15MFD Dry Capacitor | 370V | 7.84 | Each
PDCF2 | 2MFD Dry Capacitor | 440V | 3.36 | Each
PDCF3 | 3MFD Dry Capacitor | 440V | 3.02 | Each
PDCF4 | 4MFD Dry Capacitor | 440V | 3.08 | Each
PDCF5 | 5MFD Dry Capacitor | 440V | 3.25 | Each
PDCF8 | Titan HD 8MFD Round Run | Capacitor 440/370V | 5.6 | Each
PDCF10 | 10MFD Dry Capacitor | 440V | 6.16 | Each
PDCF12.5 | 12.5MFD Dry Capacitor | 440V | 7.84 | Each
PDCF15 | 15MFD Dry Capacitor | 440V | 7.84 | Each
PLCO24480W | HID Lighting Capacitor |  | 42.56 | Each
PLCO26525W | 26UF HID Lighting | Capacitor 525V Wet Const | 52.3 | Each
PMJ21 | 21-25MFD Start | Capacitor 110-125V | 3.98 | Each
PMJ43 | 43-53MFD Start | Capacitor 110-125V | 3.98 | Each
PMJ56 | 56-75MFD Start | Capacitor 100-125V | 4.09 | Each
PMJ64 | 64-77MFD Start | Capacitor 110V | 4.93 | Each
PMJ72 | 72-88MFD Start | Capacitor 110-125V | 4.09 | Each
PMJ88 | 88-108MFD Start | Capacitor 110-125V | 3.98 | Each
PMJ108 | 108-130MFD Start | Capacitor 110-125V | 3.92 | Each
PMJ124 | 124-149MFD Start | Capacitor 110-125V | 3.92 | Each
PMJ130 | 130-156MFD Start | Capacitor 110-125V | 3.86 | Each
PMJ145 | 145-174MFD Start | Capacitor 110-125V | 4.14 | Each
PMJ161 | 161-193MFD Start | Capacitor 110-125V | 4.2 | Each
PMJ189 | 189-227MFD Start | Capacitor 110-125V | 4.31 | Each
PMJ200 | 200-240MFD Start | Capacitor 110-125V | 4.93 | Each
PMJ216 | 216-259MFD Start | Capacitor 110-125V | 4.65 | Each
PMJ233 | 233-280MFD Start | Capacitor 110-125V | 4.76 | Each
PMJ243 | 243-292MFD Start | Capacitor 110-125V | 4.82 | Each
PMJ270 | 270-324MFD Start | Capacitor 110-125V | 5.04 | Each
PMJ270A | 270-324MFD Start | Capacitor 110-125V | 5.04 | Each
PMJ295 | 295-354MFD Start | Capacitor 110-125V | 5.6 | Each
PMJ300 | 300-360MFD Start | Capacitor 110-125V | 6.38 | Each
PMJ324 | 324-388MFD Start | Capacitor 110-125V | 5.15 | Each
PMJ324A | 324-388MFD Start | Capacitor 110-125V | 5.21 | Each
PMJ340 | 340-408MFD Start | Capacitor 110-125V | 6.72 | Each
PMJ340A | 340-408MFD Start | Capacitor 110-125V | 6.72 | Each
PMJ378 | 378-455MFD Start | Capacitor 110-125V | 5.94 | Each
PMJ378A | 378-455MFD Start | Capacitor 110-125V | 6.72 | Each
PMJ400 | 400-480MFD Start | Capacitor 110-125V | 6.44 | Each
PMJ400A | 400-480MFD Start | Capacitor 110-125V | 6.44 | Each
PMJ430 | 430-516MFD Start | Capacitor 110-125V | 6.55 | Each
PMJ430A | 430-516MFD Start | Capacitor 110-125V | 8.96 | Each
PMJ460 | 460-552MFD Start | Capacitor 110-125V | 6.5 | Each
PMJ460A | 460-552MFD Start | Capacitor 110-125V | 6.72 | Each
PMJ540 | 540-648MFD Start | Capacitor 110-125V | 7.28 | Each
PMJ540A | 540-648MFD Start | Capacitor 110-125V | 8.46 | Each
PMJ590 | 590-708MFD Start | Capacitor 110-125V | 7.84 | Each
PMJ590A | 590-708MFD Start | Capacitor 110-125V | 8.74 | Each
PMJ645 | 645-774MFD Start | Capacitor 110-125V | 9.13 | Each
PMJ708 | 708-850MFD Start | Capacitor 110-125V | 8.68 | Each
PMJ708A | 708-850MFD Start | Capacitor 110-125V | 8.85 | Each
PMJ708B | 708-850MFD Start | Capacitor 110-125V | 8.85 | Each
PMJ800 | 800-960MFD Start | Capacitor 110-125V | 12.6 | Each
PMJ815 | 815-978MFD Start | Capacitor 110-125V | 12.94 | Each
PMJ829 | 829-995MFD Start | Capacitor 125V | 9.35 | Each
PMJ829A | 829-995MFD Start | Capacitor 110-125V | 10.08 | Each
PMJ850 | 850-1020MFD Start | Capacitor 110-125V | 10.7 | Each
PMJ860 | 860-1032MFD Start | Capacitor 110-125V | 11.14 | Each
PMJ1000 | 1000-1200MFD Start | Capacitor 110-125V | 15.18 | Each
PMJ1290 | 1290-1548MFD Start | Capacitor 110-125V | 14.73 | Each
PMSCF2.5 | 2.5MFD Mini-Split Dry | Cell Run Cap 450V 85C | 1.57 | Each
PMSCF3 | 3MFD Mini-Split Dry Cell | Run Capacitor 450V 85C | 2.24 | Each
PMSCF4 | 4MFD Mini-Split Dry Cell | Run Capacitor 450V 85C | 2.46 | Each
POC10B | 10MFD, 370V, Oval | Run Capacitor, Bulk | 2.91 | Each
POCD55A | 5+5MFD Oval Run | Capacitor 370V | 17.92 | Each
POCD205A | 20+5MFD Oval Run | Capacitor 370V | 19.04 | Each
POCD254A | 25+4MFD Oval Run | Capacitor 370V | 23.52 | Each
POCD1510A | 15+10MFD Oval Run | Capacitor 370V | 20.16 | Each
POCD4010A | 40+10MFD Oval Run | Capacitor 370V | 31.36 | Each
POCD4510A | 40+10MFD Oval Run | Capacitor 370V | 30.24 | Each
POCF7.5A | 7.5MFD Oval Run | Capacitor 440/370V | 10.08 | Each
POCF10A | 10MFD Oval Run | Capacitor 440/370V | 11.2 | Each
POCF15A | 15MFD Oval Run | Capacitor 440/370V | 13.44 | Each
POCF20A | 20MFD, 440/370V, Oval | Run Capacitor | 13.72 | Each
POCF25B | 25MFD Oval Run | Capacitor 440/370V | 17.92 | Each
POCF30A | 30MFD, 440/370V, Oval | Run Capacitor | 16.97 | Each
POCF50 | 50MFD 440V OVAL |  | 13.05 | Each
POCF55 | 55MFD Oval Run Capacitor | 440V | 16.8 | Each
POCF70A | 70MFD Oval Run Capacitor | 440/370V | 40.88 | Each
PRC35A | Titan HD 35MFD Round Run | Capacitor 370V | 19.04 | Each
PRC45A | Titan HD 45MFD Round | Run Capacitor 370V | 23.24 | Each
PRC50A | Titan HD 50MFD Round Run | Capacitor 370V | 23.52 | Each
PRC60A | Titan HD 60MFD Round Run | Capacitor 370V | 25.76 | Each
PRC100A | Titan HD 100MFD Round | Run Capacitor 370V | 61.6 | Each
PRCD8010A | Titan HD 80+10MFD Round | Run Capacitor 440/370V | 40.32 | Each
PRCF10A | Titan HD 10MFD Round Run | Capacitor 440/370V | 10.53 | Each
PRCF30A | Titan HD 30MFD Round Run | Capacitor 440/370V | 19.15 | Each
PRCF40A | 40MFD Round Capacitor | 370/440V | 28.67 | Each
PRCF45A | Titan HD 45MFD Round Run | Capacitor 440/370V | 25.65 | Each
PRCF55A | Titan HD 55MFD Round Run | Capacitor 440/370V | 29.62 | Each
PRCF60A | Titan HD 60MFD Round Run | Capacitor 440/370V | 35.06 | Each
PRCF70A | Titan HD 70MFD Round Run | Capacitor 440/370V | 45.92 | Each
PRCF80A | 80MFD Titan HD Round Run | Capacitor 440/370V | 33.54 | Each
PRCF90A | 90MFD Round Capacitor | 440V | 38.08 | Each
PRCFD305A | Titan HD 30+5MFD Round | Run Capacitor 440/370V | 20.38 | Each
PRCFD355A | Titan HD 35+5MFD Round | Run Capacitor 440/370V | 21.34 | Each
PRCFD405A | Titan HD 40+5MFD Round | Run Capacitor 440/370V | 22.62 | Each
PRCFD455A | Titan HD 45+5MFD Round | Run Capacitor 440/370V | 25.59 | Each
PRCFD505A | 50+5MFD Round Run | Capacitor 440/370V | 29.12 | Each
PRCFD2510A | 25+10MFD Oval Run | Capacitor 370V | 21.28 | Each
PRCFD3510A | 30+5MFD Round Run | Capacitor 440/370V | 33.6 | Each
PRCFD4010A | 40+10MFD Round Run | Capacitor 440/370V | 33.6 | Each
PRCFD7010A | Titan HD 70+10MFD Round | Run Capacitor 440/370V | 50.62 | Each
PRMJ25 | 25-30MFD Start | Capacitor 330V | 4.14 | Each
PRMJ30 | 30-36MFD Start | Capacitor 330V | 4.37 | Each
PRMJ36 | 36-43MFD Start | Capacitor 330V | 4.48 | Each
PRMJ43 | 43-53 MFD Start | Capacitor 330V | 4.7 | Each
PRMJ47 | 47-56MFD Start | Capacitor 330V | 4.98 | Each
PRMJ56 | 53-64MFD Start | Capacitor 330V | 5.04 | Each
PRMJ64 | 64-77MFD Start | Capacitor 330V | 6.38 | Each
PRMJ72 | 72-88MFD Start | Capacitor 330V | 6.94 | Each
PRMJ72A | 72-88MFD Start | Capacitor 330V | 6.94 | Each
PRMJ88 | 88-108MFD Start | Capacitor 330V | 7.17 | Each
PRMJ108A | 108-130MFD Start | Capacitor 330V | 7.28 | Each
PRMJ108R | 108-130MFD Start | Capacitor 330V | 13.33 | Each
PRMJ124 | 124-149 MFD Start | Capacitor 330V | 7.67 | Each
PRMJ130 | 130-158MFD Start | Capacitor 330V | 8.29 | Each
PRMJ135 | 135-162 MFD Start | Capacitor 330V | 9.24 | Each
PRMJ145 | 145-174MFD Start | Capacitor 330V | 9.63 | Each
PRMJ161 | 161-193MFD Start | Capacitor 330V | 10.08 | Each
PRMJ189 | 189-227MFD Start | Capacitor 330V | 11.03 | Each
PRMJ189A | 189-227MFD Start | Capacitor 330V | 11.2 | Each
PRMJ216 | 216-259MFD Start | Capacitor 330V | 11.48 | Each
PRMJ216A | 216-259MFD Start | Capacitor 330V | 11.48 | Each
PRMJ243 | 243-292MFD Start | Capacitor 330V | 12.32 | Each
PRMJ270 | 270-324MFD Start | Capacitor 330V | 13.27 | Each
PRMJ270R | 270-324MFD Start | Capacitor 330V | 13.27 | Each
PRMJ300 | 300-360MFD Start | Capacitor 330V | 19.38 | Each
PSMJ72 | 72-88MFD Start | Capacitor 165V | 8.96 | Each
PSMJ108 | 108-130MFD Start | Capacitor 165V | 6.27 | Each
PSMJ124 | 124-149MFD Start | Capacitor 165V | 5.82 | Each
PSMJ145 | 145-174MFD Star | Capacitor 165V | 5.94 | Each
PSMJ161 | 161-193MFD Start | Capacitor 165V | 7.45 | Each
PSMJ189 | 189-227MFD Start | Capacitor 165V | 7.45 | Each
PSMJ216 | 216-259MFD Start | Capacitor 165V | 9.91 | Each
PSMJ243 | 243-292MFD Start | Capacitor 165V | 12.32 | Each
PSMJ270 | 270-324MFD Start | Capacitor 165V | 8.51 | Each
PSMJ340 | 340-408MFD Start | Capacitor 165V | 11.2 | Each
PSMJ378A | 378-455MFD Start | Capacitor 165V | 9.69 | Each
PSMJ400 | 400-480MFD Start | Capacitor 165V | 10.19 | Each
PSMJ540 | 540MFD Start | Capacitor 165V | 14.62 | Each
PSMJ710 | 710-850MFD Start | Capacitor 165V | 18.42 | Each
PSMJ810A | 810-972MFD Start | Capacitor 165V | 13.94 | Each
PTMJ21 | 21-25MFD Start 220-250V |  | 4.09 | Each
PTMJ25 | 25-30MFD Start 220-250V |  | 3.92 | Each
PTMJ30 | 30-36MFD Start 220-250V |  | 4.09 | Each
PTMJ43 | 43-53MFD Start 220-250V |  | 5.04 | Each
PTMJ43A | 43-53MFD Start 220-250V |  | 4.98 | Each
PTMJ47 | 47-56MFD Start 220-250V |  | 4.37 | Each
PTMJ53 | 53-64MFD Start 220-250V |  | 4.65 | Each
PTMJ56 | 53-64MFD Start 220-250V |  | 4.59 | Each
PTMJ56A | 56-72MFD Start | Capacitor 220V | 6.72 | Each
PTMJ59 | 59-71MFD Start | Capacitor 220-250V | 8.96 | Each
PTMJ64 | 64-77MFD Start 220-250V |  | 4.98 | Each
PTMJ64A | SUB TTMJ64A | 64-77MFD Start 220-250V | 3.81 | Each
PTMJ72 | 72-88MFD Start 220V 1-13 |  | 5.49 | Each
PTMJ86 | 86-108MFD Start 220V |  | 6.1 | Each
PTMJ88 | 88-108MFD Start | Capacitor 220-250V | 5.99 | Each
PTMJ105 | 105-126MFD 220V |  | 6.61 | Each
PTMJ108 | 108-130MFD Cap 220-250V |  | 6.5 | Each
PTMJ124 | 124-149MFD Start 220-250 |  | 7.73 | Each
PTMJ124A | 124-149MFD Start 220-250 |  | 7.73 | Each
PTMJ130 | 130-158MFD Start 220-250 |  | 7.78 | Each
PTMJ145A | 145-174MFD Start 220-250 |  | 8.96 | Each
PTMJ145R | 145-174MFD Start 220-250 |  | 8.62 | Each
PTMJ161 | 161-193MFD Start 220-250 |  | 8.57 | Each
PTMJ161A | 161-193MFD Start 220-250 |  | 8.57 | Each
PTMJ189 | 189-227MFD Start 220-250 |  | 9.91 | Each
PTMJ189A | 189-277MFD Start 250V |  | 9.91 | Each
PTMJ216 | 216-259MFD Start 220-250 |  | 10.86 | Each
PTMJ216A | 216-259MFD Start 220-250 |  | 10.86 | Each
PTMJ233 | 233-280MFD Start 220-250 |  | 11.2 | Each
PTMJ233A | 233-280MFD Start 220-250 |  | 11.2 | Each
PTMJ243 | 243-292MFD Start 220-250 |  | 11.76 | Each
PTMJ270 | 270-324MFD Start 220-250 |  | 12.71 | Each
PTMJ270A | 270-324MFD Start 250V |  | 12.66 | Each
PTMJ320 | 320-384MFD Start 220-250 |  | 20.44 | Each
PTMJ378 | 378-455MFD Start 220-250 |  | 24.25 | Each
PTMJ400 | 400-480MFD Start 220-250 |  | 25.2 | Each
PTMJ400A | 400-480MFD Start | Capacitor 220-250V | 25.2 | Each
PTMJ430 | 430-516MFD Start 220-250 |  | 26.49 | Each
PTMJ460 | 460-552MFD Start 220-250 |  | 27.27 | Each
PTMJ630 | 630-750MFD Start 220-250 |  | 25.54 | Each
TOC3 | 3 MFD Oval Capacitor | 370V | 2.8 | Each
TOC4 | 4 MFD Oval Capacitor | 370V | 2.24 | Each
TOC5 | Titan Pro 5 MFD Oval | Capacitor 370V | 2.18 | Each
TOC5B | Titan Pro 5 MFD Oval | Capacitor 370V Bulk Pack | 2.35 | Each
TOC6 | 6 MFD Oval Capacitor | 370V | 2.8 | Each
TOC7.5 | 7.5MFD Oval Capacitor | 370V | 2.8 | Each
TOC10 | 10 MFD Oval Run Capacitor | 370V | 2.86 | Each
TOC10B | 10 MFD Oval Run Capacito | 370V, Bulk Pack | 2.8 | Each
TOC12.5 | 12.5 MFD Oval Capacitor | 370V | 4.31 | Each
TOC15 | Titan Pro 15MFD Oval | Capacitor 370V | 4.48 | Each
TOC17.5 | 17.5MFD Oval Capacitor | 370V | 5.6 | Each
TOC20 | 20 MFD Oval Capacitor | 370V | 5.21 | Each
TOC25 | 25 MFD Oval Capacitor | 370V | 5.26 | Each
TOC30 | Titan Pro 30MFD Oval | Capacitor 370V | 7.84 | Each
TOC35 | Titan Pro 35MFD Oval | Capacitor 370V | 7.11 | Each
TOC40 | Titan Pro 40MFD Oval | Capacitor 370V | 9.8 | Each
TOC45 | 45 MFD Oval Run Capacito | 370V | 10.7 | Each
TOC50 | 50 MFD Oval Capacitor | 370V | 11.37 | Each
TOC55 | 55 MFD Oval Run Capacito | 370V | 12.32 | Each
TOC60 | 60 MFD Oval Capacitor | 370V | 13.33 | Each
TOC70 | 70MFD Oval Run Capacitor | 370V | 16.91 | Each
TOCD153 | 15+3MFD Oval Capacitor | 370V | 6.72 | Each
TOCD155 | 15+5MFD Oval Capacitor | 370V | 7.84 | Each
TOCD255 | 25+5 MFD Oval Capacitor | 370V | 9.13 | Each
TOCF2 | 2 MFD Oval Capacitor | 440/370V | 2.86 | Each
TOCF3 | 3 MFD Oval Capacitor | 440/370V | 2.69 | Each
TOCF4 | 4 MFD Oval Capacitor | 440/370V | 2.74 | Each
TOCF5 | 5 MFD Oval Capacitor | 440/370V | 2.63 | Each
TOCF6 | 6 MFD Oval Capacitor | 440/370V | 3.36 | Each
TOCF7.5 | 7.5 MFD Oval Capacitor | 440/370V | 3.53 | Each
TOCF10 | 10 MFD Oval Capacitor | 440/370V | 4.31 | Each
TOCF12.5 | 12.5 MFD Oval Capacitor | 440/370V | 4.82 | Each
TOCF15 | 15 MFD Oval Capacitor | 440/370V | 5.1 | Each
TOCF20 | 20 MFD Oval Capacitor | 440/370V | 5.77 | Each
TOCF25 | 25 MFD Oval Capacitor | 440/370V | 7.17 | Each
TOCF30 | 30 MFD Capacitor | 370/440V | 7.62 | Each
TOCF35 | 35 MFD Oval Capacitor | 440/370V | 8.23 | Each
TOCF40 | 40 MFD Oval Capacitor | 440/370V | 8.96 | Each
TOCF45 | 45 MFD Oval Capacitor | 440/370V | 9.07 | Each
TOCF50 | 50 MFD Oval Run | Capacitor 440/370V | 12.82 | Each
TOCF55 | 55 MFD Oval Capacitor | 440/370V | 13.66 | Each
TOCF60 | 60 MFD Oval Capacitor | 440/370V | 13.89 | Each
TOCF65 | 65 MFD Oval Capacitor | 440/370V | 15.4 | Each
TOCFD305 | 30+5 MFD Oval Capacitor | 440/370V | 11.2 | Each
TOCFD355 | 35+5 MFD Oval Capacitor | 440/370V | 12.6 | Each
TOCFD405 | 40+5 MFD Oval Capacitor | 440/370V | 13.1 | Each
TOCFD455 | 45+5 MFD Oval Capacitor | 440/370V | 15.01 | Each
TOCFD2015 | 20+15 MFD Oval Capacitor | 440/370V | 16.8 | Each
TRC5 | 5 MFD Round Capacitor | 370V | 2.41 | Each
TRC7.5 | 7.5 MFD Round Capacitor | 370V | 3.19 | Each
TRC10 | 10 MFD Round Capacitor | 370V | 3.75 | Each
TRC12.5 | 12.5 MFD Round Capacitor | 370V | 4.37 | Each
TRC15 | 15 MFD Round Capacitor | 370V | 4.59 | Each
TRC17.5 | 17.5 MFD Round Capacitor | 370V | 6.16 | Each
TRC20 | 20 MFD Round Capacitor | 370V | 4.65 | Each
TRC25 | 25 MFD Round Capacitor | 370V | 5.26 | Each
TRC30 | 30 MFD Round Capacitor | 370V | 6.83 | Each
TRC35 | 35 MFD Round Capacitor | 370V | 7.73 | Each
TRC40 | 40 MFD Round Capacitor | 370V | 8.4 | Each
TRC45 | 45 MFD Round Capacitor | 370V | 9.35 | Each
TRC50 | 50 MFD Round Capacitor | 370V | 10.3 | Each
TRC55 | 55 MFD Round Capacitor | 370V | 11.2 | Each
TRC60 | 60 MFD Round Capacitor | 370V | 11.93 | Each
TRC65 | 65 MFD Round Capacitor | 370V | 13.05 | Each
TRC70 | 70 MFD Round Capacitor | 370V | 14 | Each
TRC80 | 80MFD Round Capacitor | 370V | 15.9 | Each
TRC100 | 100 MFD Round Capacitor | 370V | 23.07 | Each
TRCD205 | 20+5 MFD Round Capacitor | 370V | 10.08 | Each
TRCD255 | 25+5 MFD Round Capacitor | 370V | 7.34 | Each
TRCD303 | 30+3 MFD Round Capacitor | 370V | 10.3 | Each
TRCD304 | 30+4MFD Round Dual | Capacitor 370V | 11.2 | Each
TRCD305 | 30+5 MFD Round Run | Capacitor 370V | 11.76 | Each
TRCD353 | 35+3 MFD Round Dual | Capacitor 370V | 10.7 | Each
TRCD555 | 55+5 MFD Round Capacitor | 370V | 14.56 | Each
TRCD805 | 80+5 MFD Round Capacitor | 370V | 21.28 | Each
TRCF5 | 5 MFD Round Capacitor | 440/370V | 2.69 | Each
TRCF7.5 | 7.5 MFD Round Capacitor | 440/370V | 3.53 | Each
TRCF10 | 10 MFD Round Capacitor | 440/370V | 3.75 | Each
TRCF12.5 | 12.5 MFD Round Capacitor | 440/370V | 4.26 | Each
TRCF15 | 15 MFD Round Capacitor | 440/370V | 4.87 | Each
TRCF17.5 | 17.5 MFD Round Capacitor | 440/370V | 5.49 | Each
TRCF20 | 20 MFD Round Capacitor | 440/370V | 5.6 | Each
TRCF25 | 25 MFD Round Capacitor | 440/370V | 6.83 | Each
TRCF30 | 30 MFD Round Capacitor | 440/370V | 7.84 | Each
TRCF35 | 35 MFD Round Capacitor | 440/370V | 8.85 | Each
TRCF40 | 40 MFD Round Capacitor | 440/370V | 10.19 | Each
TRCF45 | 45 MFD Round Capacitor | 440/370V | 11.37 | Each
TRCF50 | 50 MFD Round Capacitor | 440/370V | 12.15 | Each
TRCF55 | 55 MFD Round Capacitor | 440/370V | 12.21 | Each
TRCF60 | 60 MFD Round Capacitor | 440/370V | 13.61 | Each
TRCF70 | 70 MFD Round Capacitor | 440/370V | 14.17 | Each
TRCF80 | 80 MFD Round Capacitor | 440/370V | 17.81 | Each
TRCF100 | 100 MFD Round Capacitor | 440/370V | 35.5 | Each
TRCFD205 | 20+5MFD Round Titan | Pro Run Cap 440/370V | 14.34 | Each
TRCFD255 | 25+5 MFD Round Capacitor | 440/370V | 7.73 | Each
TRCFD303 | 30+3MFD Round Capacitor | 440/370V | 20.05 | Each
TRCFD305 | 30+5MFD Round Capacitor | 440/370V | 9.35 | Each
TRCFD353 | 35+3MFD Round Titan | Pro Run Cap 440/370V | 17.02 | Each
TRCFD355 | 35+5 MFD Round Capacitor | 440/370V | 10.36 | Each
TRCFD403 | 40+3 MFD Round Capacitor | 440/370V | 13.1 | Each
TRCFD405 | 40+5 MFD Round Capacitor | 440/370V | 10.75 | Each
TRCFD455 | 45+5 MFD Round Capacitor | 440/370V | 11.7 | Each
TRCFD505 | 50+5 MFD Round Capacitor | 440/370V | 12.77 | Each
TRCFD555 | 55+5 MFD Round Capacitor | 440/370V | 13.22 | Each
TRCFD605 | 60+5 MFD Round | Capacitor 440/370V | 17.25 | Each
TRCFD705 | 70+5 MFD Round Capacitor | 440/370V | 22.96 | Each
TRCFD805 | 80+5MFD Round Titan | Pro Run Cap 440/370V | 37.52 | Each
TRCFD2575 | 25+7.5MFD Round Dual | Capacitor 440/370V | 8.34 | Each
TRCFD3075 | 30+7.5MFD Round Titan | Pro Run Cap 440/370V | 11.76 | Each
TRCFD3575 | 35+7.5MFD Round Titan | Pro Run Cap 440/370V | 11.65 | Each
TRCFD4075 | 40+7.5 MFD Round | Capacitor 440/370V | 11.09 | Each
TRCFD4575 | 45+7.5 MFD Round | Capacitor 440/370V | 12.88 | Each
TRCFD5075 | 50+7.5MFD Round Titan | Pro Run Cap 440/370V | 13.05 | Each
TRCFD5575 | 55+7.5MFD Round Titan | Pro Run Cap 440/370V | 15.12 | Each
TRCFD6010 | 60+10MFD Round Titan | Pro Run Cap 440/370V | 20.72 | Each
TRCFD6075 | 60+7.5 MFD Round | Capacitor 440/370V | 19.94 | Each
TRCFD7075 | 70+7.5 MFD Round Run | Capacitor 440/370V | 26.88 | Each
TRCFD8010 | 80+10MFD Round Run | Capacitor 440/370V | 43.68 | Each
TRCFD8075 | 80+7.5 MFD Round | Capacitor 440/370V | 37.52 | Each
TTMJ21 | 21-25MFD Start | Capacitor 220-250V | 4.09 | Each
TTMJ25 | 25-30MFD Start | Capacitor 220-250V | 3.92 | Each
TTMJ30 | 30-36MFD Start | Capacitor 220-250V | 4.09 | Each
TTMJ36 | 36-43MFD Start | Capacitor 220-250V | 4.09 | Each
TTMJ43 | 43-53MFD Start | Capacitor 220-250V | 5.04 | Each
TTMJ43A | 43-53MFD Start | Capacitor 220-250V | 4.98 | Each
TTMJ47 | 47-56MFD Start | Capacitor 220-250V | 4.37 | Each
TTMJ53 | 53-64MFD Start | Capacitor 220-250V | 4.65 | Each
TTMJ56 | 53-64MFD Start | Capacitor 220-250V | 4.59 | Each
TTMJ56A | 56-72MFD Start | Capacitor 220V | 6.72 | Each
TTMJ59 | 59-71MFD Start | Capacitor 220-250V | 8.96 | Each
TTMJ64 | 64-77MFD Start | Capacitor 220-250V | 4.98 | Each
TTMJ64A | 64-77MFD Start | Capacitor 220-250V | 3.81 | Each
TTMJ72 | 72-88MFD Start | Capacitor 220-250V | 5.49 | Each
TTMJ86 | 86-108MFD Start | Capacitor 220V | 6.1 | Each
TTMJ88 | 88-108MFD Start | Capacitor 220-250V | 5.99 | Each
TTMJ105 | 105-126MFD Start | Capacitor 220-250V | 6.61 | Each
TTMJ108 | 108-130MFD Start | Capacitor 220-250V | 6.5 | Each
TTMJ124 | 124-149MFD Start | Capacitor 220-250V | 7.73 | Each
TTMJ124A | 124-149MFD Start | Capacitor 220-250V | 7.73 | Each
TTMJ130 | 130-158MFD Start | Capacitor 220-250V | 7.78 | Each
TTMJ145 | 145-174MFD Start | Capacitor 220-250V | 7.84 | Each
TTMJ145A | 145-174MFD Start | Capacitor 220-250V | 8.96 | Each
TTMJ145R | 145-174MFD Round Start | Capacitor 220-250V | 8.62 | Each
TTMJ161 | 161-193MFD Start | Capacitor 220-250V | 8.57 | Each
TTMJ161A | 161-193MFD Start | Capacitor 220-250V | 8.57 | Each
TTMJ189 | 189-227MFD Start | Capacitor 220-250V | 9.91 | Each
TTMJ189A | 189-277MFD Start | Capacitor 220-250V | 9.91 | Each
TTMJ216 | 216-259MFD Start | Capacitor 220-250V | 10.86 | Each
TTMJ216A | 216-259MFD Start | Capacitor 220-250V | 10.86 | Each
TTMJ233 | 233-280MFD Start | Capacitor 220-250V | 11.2 | Each
TTMJ233A | 233-280MFD Start | Capacitor 220-250V | 11.2 | Each
TTMJ243 | 243-292MFD Start | Capacitor 220-250V | 11.76 | Each
TTMJ270 | 270-324MFD Start | Capacitor 220-250V | 12.71 | Each
TTMJ270A | 270-324MFD Start | Capacitor 220-250V | 12.66 | Each
TTMJ320 | 320-384MFD Start | Capacitor 220-250V | 20.44 | Each
TTMJ340 | 340-408MFD Start | Capacitor 220-250V | 21.84 | Each
TTMJ378 | 378-455MFD Start | Capacitor 220-250V | 24.25 | Each
TTMJ400 | 400-480MFD Start | Capacitor 220-250V | 25.2 | Each
TTMJ430 | 430-516MFD Start | Capacitor 220-250V | 26.49 | Each
TTMJ460 | 460-552MFD Start | Capacitor 220-250V | 27.27 | Each
TTMJ630 | 630-750MFD Start | Capacitor 220-250V | 25.54 | Each
C340AST | 3 POLE 40 AMP 24V | CONTACTOR | 45 | Each
DP-1P30A24 | 1 POLE W/ SHUNT 30 AMP | 24V CONTACTOR | 25 | Each
DP-1P30A120 | 1 POLE W/ SHUNT 30 AMP | 120V CONTACTOR | 25 | Each
DP-1P30A240 | 1 POLE W/ SHUNT 30 AMP | 240V CONTACTOR | 25 | Each
DP-1P40A24 | 1 POLE W/ SHUNT 40 AMP | 24V CONTACTOR | 25 | Each
DP-1P40A120 | 1 POLE W/ SHUNT 40 AMP | 120V CONTACTOR | 25 | Each
DP-1P40A240 | 1 POLE W/ SHUNT 40 AMP | 240V CONTACTOR | 25 | Each
DP-2P20A24 | 2 POLE 20 AMP 24V | CONTACTOR | 30 | Each
DP-2P20A120 | 2 POLE 20 AMP 120V | CONTACTOR | 30 | Each
DP-2P25A24 | 2 POLE 25 AMP 24V | CONTACTOR | 30 | Each
DP-2P25A120 | 2 POLE 25 AMP 120V | CONTACTOR | 30 | Each
DP-2P25A240 | 2 POLE 25 AMP 208/240V | CONTACTOR | 30 | Each
DP-2P30A24 | 2 POLE 30 AMP 24V | CONTACTOR | 28 | Each
DP-2P30A120 | 2 POLE 30 AMP 120V | CONTACTOR | 28 | Each
DP-2P30A240 | 2 POLE 30 AMP 208/240V | CONTACTOR | 28 | Each
DP-2P40A24 | 2 POLE 40 AMP 24V | CONTACTOR | 30 | Each
DP-2P40A120 | 2 POLE 40 AMP 120V | CONTACTOR | 30 | Each
DP-2P40A240 | 2 POLE 40 AMP 240V | CONTACTOR | 30 | Each
DP-3P20A24 | 3 POLE 20 AMP 24V | CONTACTOR | 44 | Each
DP-3P20A120 | 3 POLE 20 AMP 120V | CONTACTOR | 44 | Each
DP-3P20A240 | 3 POLE 20 AMP 208/240V | CONTACTOR | 44 | Each
DP-3P25A120 | 3 POLE 25 AMP 120V | CONTACTOR | 44 | Each
DP-3P30A24 | 3 POLE 30 AMP 24V | CONTACTOR | 44 | Each
DP-3P30A120 | 3 POLE 30 AMP 120V | CONTACTOR | 44 | Each
DP-3P30A240 | 3 POLE 30 AMP 208/240V | CONTACTOR | 44 | Each
DP-3P40A24 | 3 POLE 40 AMP 24V | CONTACTOR | 47 | Each
DP-3P40A120 | 3 POLE 40 AMP 120V | CONTACTOR | 47 | Each
DP-3P40A240 | 3 POLE 40 AMP 208/240V | CONTACTOR | 47 | Each
DP-3P50A24 | 3 POLE 50 AMP 24V | CONTACTOR | 125 | Each
DP-3P50A120 | 3 POLE 50 AMP 120V | CONTACTOR | 125 | Each
DP-3P50A240 | 3 POLE 50 AMP 208/240V | CONTACTOR | 125 | Each
DP-3P60A24 | 3 POLE 60 AMP 24V | CONTACTOR | 130 | Each
DP-3P60A120 | 3 POLE 60 AMP 120V | CONTACTOR | 130 | Each
DP-3P60A240 | 3 POLE 60 AMP 208/240V | CONTACTOR | 130 | Each
DP-3P75A24 | 3 POLE 75 AMP 24V | CONTACTOR | 310 | Each
DP-3P75A120 | 3 POLE 75 AMP 120V | CONTACTOR | 310 | Each
DP-3P75A240 | 3 POLE 75 AMP 208/240V | CONTACTOR | 310 | Each
DP-3P90A120 | 3 POLE 90 AMP 120V | CONTACTOR | 350 | Each
DP-3P90A240 | 3 POLE 90 AMP 208/240V | CONTACTOR | 350 | Each
DP-4P20A24 | 4 POLE 20 AMP 24V | CONTACTOR | 60 | Each
DP-4P20A120 | 4 POLE 20 AMP 120V | CONTACTOR | 60 | Each
DP-4P25A120 | 4 POLE 25 AMP 120V | CONTACTOR | 60 | Each
DP-4P30A24 | 4 POLE 30 AMP 24V | CONTACTOR | 60 | Each
DP-4P30A120 | 4 POLE 30 AMP 120V | CONTACTOR | 60 | Each
DP-4P30A240 | 4 POLE 30 AMP 208/240V | CONTACTOR | 60 | Each
DP-4P40A24 | 4 POLE 40 AMP 24V | CONTACTOR | 65 | Each
DP-4P40A120 | 4 POLE 40 AMP 120V | CONTACTOR | 65 | Each
DP-4P40A240 | 4 POLE 40 AMP 208/240V | CONTACTOR | 65 | Each
DP-AS1 | AUXILIARY SWITCH |  | 12.05 | Each
DP-AS2 | AUXILIARY SWITCH |  | 12.05 | Each
DP-AS3 | AUXILIARY SWITCH |  | 15.5 | Each
DP-AS4 | AUXILIARY SWITCH |  | 11.9 | Each
DP-AS4N | AUXILIARY SWITCH |  | 12.35 | Each
DP-AS5 | AUXILIARY SWITCH |  | 11.9 | Each
DP-AS5N | AUXILIARY SWITCH |  | 12.1 | Each
DP-AS6 | AUXILIARY SWITCH |  | 15.3 | Each
DP-AS6N | AUXILIARY SWITCH |  | 16.5 | Each
DP-AS7 | AUXILIARY SWITCH |  | 12.3 | Each
DP-AS7N | AUXILIARY SWITCH |  | 13 | Each
DP-AS8 | NLA AUXILIARY SWITCH |  | 15.1 | Each
DP-AS9 | AUXILIARY SWITCH |  | 7.75 | Each
DP-AS9N | AUXILIARY SWITCH |  | 11.75 | Each
DP-AS10 | AUXILIARY SWITCH |  | 7.75 | Each
DP-AS11 | AUXILIARY SWITCH |  | 17.1 | Each
C130A | 1 Pole 30 Amp 24V | Contactor | 11.6 | Each
C130B | 1 Pole 30 Amp 120V | Contactor | 12.1 | Each
C130C | 1 Pole 30 Amp 208/240V | Contactor | 12.45 | Each
C140A | 1 Pole 40 Amp 24V | Contactor | 14.06 | Each
C230A | 2 Pole 30 Amp 24V | Contactor | 15.65 | Each
C230B | 2 Pole 30 Amp 120V | Contactor | 14.6 | Each
C230C | 2 Pole 30 Amp 208/240V | Contactor | 14.6 | Each
C240A | 2 Pole 40 Amp 24V | Contactor | 15.68 | Each
C240B | 2 Pole 40 Amp 120V | Contactor | 15.68 | Each
C240C | 2 Pole 40 Amp 208/240V | Contactor | 15.68 | Each
C330A | 3 Pole 30 Amp 24V | Contactor | 25.09 | Each
C330B | 3 Pole 30 Amp 120V | Contactor | 25.09 | Each
C330C | 3 Pole 30 Amp 208/240V | Contactor | 25.09 | Each
C340A | 3 Pole 40 Amp 24V | Contactor | 28.78 | Each
C340B | 3 Pole 40 Amp 120V | Contactor | 28.78 | Each
C340C | 3 Pole 40 Amp 208/240V | Contactor | 28.78 | Each
C350A | 3 Pole 50 Amp 24V | Contactor | 67.2 | Each
C350B | 3 Pole 50 Amp 120V | Contactor | 67.2 | Each
C350C | 3 Pole 50 Amp 208/240V | Contactor | 67.2 | Each
C360A | 3 Pole 60 Amp 24V | Contactor | 68.15 | Each
C360B | 3 Pole 60 Amp 120V | Contactor | 68.15 | Each
C360C | 3 Pole 60 Amp 208/240V | Contactor | 68.15 | Each
C390B | 3 Pole 90 Amp 120V | Contactor | 198.24 | Each
C440A | 4 Pole 40 Amp 24V | Contactor | 72.8 | Each
C440B | 4 Pole 40 Amp 120V | Contactor | 72.8 | Each
C440C | 4 Pole 40 Amp 208/240V | Contactor | 72.8 | Each
DPE25324 | DP Contactor, 25A/3P/24V |  | 69.5 | Each
DPE30124 | DP Contactor, 30A/1P/24v |  | 35.95 | Each
DPE30424 | DP Contactor, 30A/4P/24v |  | 119.84 | Each
DPE40124 | DP Contactor 40A/1P/24V |  | 60.2 | Each
DPE40224 | DP Contactor, 40A/2P/24v |  | 67.54 | Each
EC25224 | DP Contactor 25A/2P/24V |  | 28.28 | Each
EC30224 | DP Contactor, 30A/2P/24V |  | 24.98 | Each
EC30324 | DP Contactor 30A/3P/24V |  | 46.65 | Each
EC40224 | DP Contactor 40A/2P/24V |  | 42.78 | Each
EC40324 | DP Contactor 40A/3P/24V |  | 63.5 | Each
EC60324 | DP Contactor 60A/3P/24V |  | 108.7 | Each
EC302240 | DP Contactor 30A/2P/240V |  | 24.75 | Each
EC303120 | DP Contactor 30A/3P/120V |  | 48.33 | Each
EC303240 | DP Contactor 30A/3P/240V |  | 47.77 | Each
EC402120 | DP Contactor 40A/2P/120V |  | 40.6 | Each
EC402240 | DP Contactor 40A/2P/240V |  | 41.44 | Each
EC403120 | DP Contactor 40A/3P/120V |  | 63.5 | Each
EC403240 | DP Contactor 40A/3P/240V |  | 59.92 | Each
P6S | 1 SPDT/Side 30-40Amp | Auxillary Switch | 28.65 | Each
P7S | Auxiliary Switch for | Contactor 30-40A, DPDT | 19.04 | Each
TMX230C2 | TitanMax 2 Pole 30A | 208-240V Contactor | 16.46 | Each
TMX240C2 | TitanMax 2 Pole 40A | 208-240V Contactor | 30.8 | Each
TMX340B2 | TitanMax 3 Pole 40A | Contactor | 43.12 | Each
66-1-6074 | 87106074 WHEEL | 8 5/64" DIA | 137.45 | Each
92-25U21T | ADAPTER 213/215T-254/256 |  | 167.8 | Each
92-28U25T | ADAPTER 254/256T-284/286 |  | 224.25 | Each
92-32U28T | ADAPTER 284/286T-324/326 |  | 310.95 | Each
92-36U32T | ADAPTER 324/326T-364/365 |  | 399.05 | Each
92-40U36T | ADAPTER 364/365T-404/405 |  | 544.5 | Each
92-44U40T | ADAPTER 404/405T-444/445 |  | 684.9 | Each
92-145 | SLIDE BASE 145T |  | 93.1 | Each
92-182 | SLIDE BASE 182T | SGL ADJUSTMENT | 110.05 | Each
92-184 | SLIDE BASE 184 | SGL ADJUST | 110.05 | Each
92-213 | SLIDE BASE 213 | SNGL ADJUSTMENT | 149.35 | Each
92-215 | SLIDE BASE 215 | SGL ADJUST | 149.35 | Each
92-254 | SLIDE BASE 254T | SGL ADJUST | 326 | Each
92-256 | SLIDE BASE 256 | SGL ADJUST | 326 | Each
92-284 | SLIDE BASE 284T |  | 382.6 | Each
92-286 | SLIDE BASE 286T | SGL ADJUST | 382.6 | Each
92-324 | SLIDE BASE 324T | SGL ADJUST | 525.85 | Each
92-326 | SLIDE BASE 326T |  | 525.85 | Each
92-326B2 | SLIDE BASE 326B2 DBLE |  | 407.65 | Each
92-364 | SLIDE BASE 364T |  | 697.1 | Each
92-365 | SLIDE BASE 365T |  | 697.1 | Each
92-404 | SLIDE BASE 404T |  | 1104 | Each
92-405 | SLIDE BASE 405T |  | 1104 | Each
92-444 | SLIDE BASE 444T |  | 1371.95 | Each
92-445 | SLIDE BASE 445T |  | 1371.95 | Each
92-445T-B2 | SLIDE BASE 445T-DBLE |  | 947.1 | Each
92-447 | SLIDE BASE 447T |  | 1296.75 | Each
92-449 | SLIDE BASE 449T |  | 1334.7 | Each
92-504 | SLIDE BASE 504T |  | 5731.35 | Each
92-505 | SLIDE BASE 505T |  | 5752.85 | Each
92-588 | HD Motor Mounts 2pcs/EA |  | 7839.45 | Each
92-2118T | ADAPTER 182/184T-213/215 |  | 142.65 | Each
92-1008696 | RESTRICTOR PLATE ICP50&7 |  | 23.25 | Each
92-1008699 | RESTRICTOR PLATE ICP 100 |  | 8.65 | Each
92-1160415 | RESTRICTOR PLATE ICP125 | 10/PK | 83.95 | 10pk
92-6619071 | BELLY BAND MOTOR | MOUNT | 47.85 | Each
92-8811002 | DB218 MOUNTING BRACKET, | 15 LENGTH,10.53 WIDTH | 314.85 | Each
92-8811012 | DB215 MOUNTING BRACKET, | 18.5 LENGTH,5.75 WIDTH | 295.75 | Each
92-8811022 | DB212 MOTOR BRACKET | 15.5 LENGTH,5.75 WIDTH | 321.05 | Each
92-85256019 | 35-386 BASE |  | 73.25 | Each
92-85256023 | 35-492 BASE |  | 82 | Each
92-87256032 | KIT207 5 5/8" DIA ADP | PLATE | 92.1 | Each
92-87256048 | KIT225 MOUNTING BRACKET |  | 126.1 | Each
92-87256150 | KIT144 CONDUIT BOX KIT |  | 102.8 | Each
92-A240 | 9" RESILIENT KIT |  | 131.15 | Each
92-A241 | 12" RESILIENT KIT |  | 651.9 | Each
92-A242 | 10" RESILIENT KIT |  | 468.3 | Each
92-A257 | SHAFT LOCK DEVICE |  | 149.95 | Each
92-A258 | PRYING FORK |  | 196.1 | Each
92-A286 | UNIVERSAL MOUNT DC MOTOR |  | 29.8 | Each
92-A1482 | RUBBER BOOT AND BRACKET |  | 31.6 | Each
92-A4036 | THERMAL PROTECTOR | THERMAL PROTECTOR | 43.55 | Each
92-A4856 | 48/56 FRAME ADAPTORS |  | 135.85 | Each
92-A7801 | MOTOR VIB INSULATOR C-60 |  | 15.95 | Each
92-A7802 | MOTOR VIB INSULATOR C-10 |  | 19.3 | Each
92-A7803 | MOTOR VIB INSULATOR C-25 |  | 14.85 | Each
92-A7804 | MOTOR VIB INSULATOR C-40 |  | 11.8 | Each
92-A7805 | MOTOR VIB INSULATOR C-50 |  | 16.25 | Each
92-A7806 | MOTOR VIB INSULATOR C-30 |  | 18.55 | Each
92-A7807 | MOTOR VIB INSULATOR C-10 |  | 16.15 | Each
92-A8006 | SMBR BRACKET |  | 20.05 | Each
92-A8008 | 4 1/8 PEDESTAL MOUNT |  | 6.5 | Each
92-A8010 | 5 3/8" PEDESTAL MOUNT |  | 5.85 | Each
92-A8012 | 6 1/4" PEDESTAL MOUNT |  | 7.7 | Each
92-A8035 | MOTOR BASE 2 1/2" RINGS |  | 25.7 | Each
92-A8041 | MOTOR BASE |  | 29.9 | Each
92-A8043 | MOTOR BASE |  | 33.15 | Each
92-A8058 | 920AB8 MTR BASE C/W CLIP |  | 41.5 | Each
92-A8076 | 21/29 FRAME BASE |  | 26.35 | Each
92-A8077 | 21/29 FRAME BASE |  | 26.35 | Each
92-A8092 | 11 FR. MT. CLIPS 2/PK |  | 13.1 | 2pk
92-A8095 | KIT FOR 5 1/2 MTRS. |  | 61.75 | Each
92-A8096 | MOTOR BASE CLIPS 2/PK |  | 37.45 | 2pk
92-A8097 | MOTOR MOUNTING SCREW KIT |  | 2.2 | Each
92-A8098 | RESILIENT CLAMPS 56 FR | 2 PIECES FOR 1 MOTORS | 68.5 | Each
92-A8099 | VIBRATION DAMPENER |  | 0.35 | Each
92-A8106 | 2 1/4" RES RING KIT |  | 47.75 | Each
92-A8107 | 2 1/2" RES RING KIT |  | 66.3 | Each
92-A8110 | MOTOR SHAFT ADAPTER 1/4 |  | 21.35 | Each
92-A8116 | 5/16" SHFT COUPLING |  | 10.85 | Each
92-A8202 | 3/8 X 1/4 ID BUSHING |  | 9 | Each
92-A8205 | 5/16X7/16 REDUCING | BUSHING | 0.9 | Each
92-A8206 | 1/2 X 5/16 ID BUSHING |  | 10.5 | Each
92-A8217 | 5/8" TO 3/4" ADAPTOR |  | 47.75 | Each
92-A8222 | FAN WHEEL CCW |  | 65.25 | Each
92-A8223 | FAN WHEEL CW |  | 65.25 | Each
92-A8233 | 8/32 STUDS & NUTS 4/SET |  | 7.55 | Each
92-A8236 | 10/32 STUDS & NUTS 4/SET |  | 7.55 | Each
92-A8279 | 3 1/2" X 8 5/8" BASE |  | 89.3 | Each
92-A8280 | 3 1/2" X 8 1/8" BASE |  | 101.65 | Each
92-A8281 | 3 1/2" X 11 5/8" BASE |  | 184.85 | Each
92-A8282 | 3 1/2" X 10 5/8" BASE |  | 163.2 | Each
92-A8283 | 3 1/2" X 9 5/8" BASE |  | 163.2 | Each
92-A8301 | MTR SPD CTL KIT 2.5A 120 |  | 64 | Each
92-A8301-1 | SPD CTRL W/O FACE PLATE | 120V 2.5A | 50 | Each
92-A8303 | MTR SPD CTL KIT 5A 120V |  | 99.4 | Each
92-A8305 | MTR SPD CTL KIT 10A 120V |  | 188.75 | Each
92-A8306 | MTR SPD CTL KIT 15A 120V |  | 341.95 | Each
92-A8309 | 8 AMP 230V/50/60 | KBWC28K | 117.9 | Each
92-A8378 | 4.1" LUG BRKT 4" LUGS |  | 47.05 | Each
92-A8550 | 5.0" FLEX MOUNT BRACKET |  | 20.15 | Each
92-A8551 | 5.1" MTR MT BRKT |  | 25.6 | Each
92-A8555 | 5.5" FLEX MOUNT BRACKET |  | 21.25 | Each
92-A8557 | 10"X5.6"DIA MTR MT BRKT |  | 15.8 | Each
92-A8600 | REVERSO BRACKET EB50 | PLATED | 14.95 | Each
92-A8602 | REVERSO BRACKET B60 B100 |  | 23.6 | Each
92-A8604 | BRACKET QK100 BK100 |  | 24.15 | Each
92-A8606 | REVERSO BRACKET DK260 |  | 57.95 | Each
92-A8617 | 5" & 5-1/2" FLEX MNT BRK |  | 25.7 | Each
92-A8618 | RHEEM BUTT PLATE KIT |  | 8.9 | Each
92-A8670 | SKELETON MOTOR MTG. ADPT |  | 1.6 | Each
92-AD408-200-2X | GALV. STEEL, .500 |  | 80.7 | Each
92-AW12 | ANTI-WINDMILL BRAKE 1/2" |  | 121.2 | Each
92-AW58 | ANTI-WINDMILL BRAKE 5/8" |  | 119.25 | Each
92-CD3500 | SHANK & 1 1/4" HUB |  | 171.95 | Each
92-CD3505 | 1 1/4" HUB ONLY |  | 62 | Each
92-CD3510 | SHANK & 1 3/8" HUB |  | 182.05 | Each
92-CD3515 | 1 3/8" HUB ONLY |  | 62.55 | Each
92-CD3520 | SHANK & 1 1/2" HUB |  | 182.05 | Each
92-CD3525 | 1 1/2" HUB ONLY |  | 63.4 | Each
92-CD3530 | SHANK & 1 5/8" HUB |  | 199.3 | Each
92-CD3535 | 1 5/8" HUB ONLY |  | 65.55 | Each
92-CD3540 | PIN & DRIVE BOLT |  | 64.55 | Each
92-CD3545 | DRIVE BOLT & SHANK | FOR 92-CD3570 | 80.35 | Each
92-CD3555 | SET SCREW 3/PK |  | 3.25 | 3pk
92-CD3560 | 5/32" ALLEN WRENCH |  | 3.5 | Each
92-CD3570 | COMPLETE KIT |  | 461.7 | Each
92-FM55P | 5.5" FLEX MT BRKT |  | 31.6 | Each
92-FMK | FLUE EXHAUST FAN KIT CW |  | 44.4 | Each
92-M3583 | RAIN SHIELD 5/8 X 7 |  | 26.95 | Each
92-P8099 | PLASTIC HUB ADAPTER |  | 0.55 | Each
92-P8121 | 3/16-1/4 PLASTIC ADAPTER |  | 1 | Each
92-P8123 | 1/4"-5/16" PLASTIC | ADAPTER | 0.35 | Each
92-R6212 | LEADS | (FEMALE) | 8.15 | Each
92-S7000 | 7" SHROUD SHORT LEG BRKT |  | 14.2 | Each
92-STMP84756 | Mounting Bracket |  | 22.8 | Each
93-AD-508-316-2X | 500CW FAN |  | 81.9 | Each
93-3CR1833 | 86506104 BLADE 18" DIA |  | 152.8 | Each
93-5-0014 | 4BLADE 48"DIA 40DegPITCH | 1"BORE CW | 1367.3 | Each
93-5-2186 | HEAVY DUTY 4X26X38D CW |  | 172.45 | Each
93-5-2190 | HEAVY DUTY 4X36X38D CW |  | 362.3 | Each
93-5-2191 | HEAVY DUTY 4X42X38D |  | 688.8 | Each
93-5-2225 | HEAVY DUTY 4X26X38D CW |  | 882.5 | Each
93-5-2241 | HEAVY DUTY 4X28X38D CW |  | 489.9 | Each
93-6-1160 | 3BLADE 30" 20 DEG |  | 89.7 | Each
93-6-4228 | COND FAN 3X1/2X14X33D | CCW | 157.05 | Each
93-6-4234 | COND FAN 3X1/2X22X33D | CCW | 135.9 | Each
93-6-4237 | COND FAN 4X1/2X14X33D | CCW | 165.55 | Each
93-6-4239 | COND FAN 4X1/2X16X33D | CCW | 79.1 | Each
93-6-4240 | COND FAN 4X1/2X18X33D CW |  | 148.95 | Each
93-6-4241 | COND FAN 4X1/2X18X33D | CCW | 90.2 | Each
93-6-4243 | COND FAN 4X1/2X20X33D | CCW | 97.45 | Each
93-6-4244 | COND FAN 4X1/2X22X33D CW |  | 140.9 | Each
93-6-4300 | FREE AIR 3X10X23D CW |  | 114.35 | Each
93-6-4316 | FREE AIR 3X18X23D CW | 93-2770972 | 66.65 | Each
93-6-4321 | FREE AIR 3X24X12D CCW |  | 120.5 | Each
93-6-4338 | FREE AIR 4X14X27D CW |  | 78.65 | Each
93-6-4340 | FREE AIR 4X14X33D CW |  | 85.5 | Each
93-6-4343 | FREE AIR 4X16X23D CCW |  | 77.8 | Each
93-6-4347 | FREE AIR 4X16X33D CCW |  | 77.8 | Each
93-6-4350 | FREE AIR 4X18X27D CW |  | 84.1 | Each
93-6-4355 | FREE AIR 4X20X23D CCW | 93-2770472 | 78.2 | Each
93-6-4359 | FREE AIR 4X20X33D CCW |  | 107.45 | Each
93-6-4363 | FREE AIR 4X24X18D CCW |  | 149.35 | Each
93-6-4365 | FREE AIR 4X24X23D CCW |  | 149.35 | Each
93-6-4367 | FREE AIR 4X24X27D CCW |  | 162.3 | Each
93-6-4371 | COND FAN 3X18X30D CCW |  | 68.3 | Each
93-6-4379 | COND FAN 3X20X31D CCW |  | 69.85 | Each
93-6-4386 | COND FAN 3X24X33D CW. |  | 85.8 | Each
93-6-4387 | COND FAN 3X24X33D CCW |  | 85.8 | Each
93-6-4391 | COND FAN 4X14X33D CCW |  | 96.65 | Each
93-6-4407 | COND FAN 4X20X33D CCW |  | 77.95 | Each
93-6-4411 | COND FAN 4X22X35D CCW |  | 155.25 | Each
93-6-4417 | CON. FAN 4X26X27D CCW |  | 92.4 | Each
93-6-4587 | FAN 5BX5 1/2X27 CW |  | 24.2 | Each
93-6-4588 | FAN 5BX5 1/2X27 CCW |  | 20.15 | Each
93-6-4589 | FAN 5BX5 1/2X27 CW |  | 20.15 | Each
93-6-4591 | FAN 5BX7X27 CW |  | 19.85 | Each
93-6-4593 | 5BLADE X7 X 27 CW |  | 18.25 | Each
93-6-4595 | FAN 5BX8X24 CW |  | 19.9 | Each
93-6-4598 | FAN 5BX8X24 CCW |  | 19.4 | Each
93-6-4599 | FAN 5BX8X32 CW |  | 23.5 | Each
93-6-4600 | FAN 5BX8X32 CCW |  | 23.5 | Each
93-6-4601 | FAN 5BX8X32 CW |  | 40.35 | Each
93-6-4602 | FAN 5BX8X32 CCW |  | 19.8 | Each
93-6-4603 | FAN 5BX9X26 CW |  | 20.95 | Each
93-6-4604 | FAN 5BX9X26 CCW |  | 21.5 | Each
93-6-4605 | FAN 5BX9X26 CW |  | 21.5 | Each
93-6-4606 | NO LONGER AVAILABLE | 5BLADE X 9 X 26 CCW | 19.45 | Each
93-6-4607 | FAN 5BX10X20 CW |  | 22.05 | Each
93-6-4608 | FAN 5BX10X20 CCW |  | 47.7 | Each
93-6-4609 | FAN 5BX10X20 CW |  | 27.35 | Each
93-6-4610 | FAN 5BX10X20 CCW |  | 25.9 | Each
93-6-4612 | FAN 5BX10X31 CCW |  | 28.8 | Each
93-6-4941 | COND FAN 2X18X27D CCW |  | 86.8 | Each
93-6-4943 | COND FAN 2X22X18D |  | 67.75 | Each
93-31042 | HEATSINK FAN 3" |  | 10.35 | Each
93-35431 | 4BLADE 3/16B | 3-1/2"DIA CW | 2.9 | Each
93-40421 | 4BLADE FAN 1/8B CW | 4"DIA | 8.35 | Each
93-40532 | 5BLADE 4DIA | FAN 3/16B CCW | 4.05 | Each
93-45522 | 4 1/2" 5BL 1/8"BORE CCW |  | 4.25 | Each
93-55432 | NLA 5.5 DI 4BL FAN 3/16B |  | 3.75 | Each
93-60401 | 4BLADE FAN .1811B CW | 6" DIA | 5.8 | Each
93-65571 | 5BLADE 32 DEG | 6.5" CW | 9.35 | Each
93-65573 | 5BLADE 18 DEG. CW6.5" | 7/32 BORE | 7.5 | Each
93-1010012 | 5BLD,12 DIA, 28 DEG | PITCH 5/16 BORE CW | 34.45 | Each
93-1010042 | 5BLD,12DIA,24PITCH 5/16 | BORE,CW | 34.45 | Each
93-1010352 | 5BLADE,8DIA,24PITCH,1/4 | BORE,CW,93-6-4595 | 16.55 | Each
93-1010362 | 5BLADE,10DIA,31PITCH,5/ | 16 BORE,CW,93-6-4611 | 18.55 | Each
93-1010402 | 5BLADE,6DIA,31PITCH,CW |  | 14.6 | Each
93-1010412 | 5BLADE,7DIA,31PITCH, CW, | 93-A7026 | 12.15 | Each
93-1010432 | 5BLADE,8DIA,31PITCH,CW, | 93-A7034 | 12.9 | Each
93-1010442 | 5BLADE,10DIA,31PITCH,CW | 93-A7041 | 20.3 | Each
93-1010452 | 5BLADE,9DIA,31PITCH,CW, | 93-A7039 | 17.05 | Each
93-1010472 | 5BLADE,7DIA,31PITCH,CCW, | 93-A7027 | 12.15 | Each
93-1010492 | 5BLADE,8DIA,31PITCH,CCW, | 93-A7035 | 12.9 | Each
93-1010502 | 5BLADE,10DIA,31PITCH,CCW |  | 20.3 | Each
93-1010512 | 5BLADE,9DIA,31PITCH,CCW, | 93-A7040 | 17.05 | Each
93-1010632 | 5BLADE,8DIA,24PITCH,1/4 | BORE,CCW,93-6-4596 | 16.55 | Each
93-1010642 | 5 BLADE 8" DIA 24 DEG | 5/16 BORE CW | 18.75 | Each
93-1010652 | 4+5BLADE,24 PITCH,5/16 | BORE,CCW | 14.4 | Each
93-1010662 | 5BLADE,10DIA,31PITCH,1/4 | BORE,CW | 16.15 | Each
93-1010672 | 5BLADE,10DIA,31PITCH,1/4 | BORE,CCW | 16.15 | Each
93-1010692 | 5BLADE,10DIA,31PITCH,5/ | 16 BORE,CCW,93-6-4612 | 18.55 | Each
93-1010712 | 4 BLADE,5 DIA,27 PITCH, | 1/4 IN BORE,CCW | 23 | Each
93-1010722 | 4 BLADE,5 DIA,27 PITCH, | 5/16 IN BORE,CW | 23 | Each
93-1010732 | .L.A. 4 BLADE,5 DIA,27 P | 5/16 IN BORE,CCW | 15.85 | Each
93-1010822 | 4 BLADE,6 DIA,21 PITCH, | 1/4 IN BORE,CCW | 14.45 | Each
93-1010832 | 4 BLADE,6 DIA,30 PITCH, | 1/4 IN BORE,CW | 9.8 | Each
93-1820235 | 5 BLADE 6" DIA 40Deg | HUBLESS | 7.15 | Each
93-1820315 | 4 BLADE 6"DIA 1/4" HUB | CW HUB SIDE | 8.65 | Each
93-2038052 | HUB,5/16 BORE,93-217-002 |  | 17 | Each
93-2038062 | HUB,3/8 BORE,93-217-003 |  | 17 | Each
93-2038072 | HUB,1/2BORE,93-217-004 |  | 17 | Each
93-2038082 | HUB,5/8 BORE,93-217-005 |  | 17 | Each
93-2770072 | 3BLADE 14 DIA,32 PITCH, | CW | 56.15 | Each
93-2770082 | 3BLADE 14 DIA,32 PITCH, | CCW | 56.15 | Each
93-2770132 | 3BLADE,16DIA,29PITCH | CW | 64.55 | Each
93-2770212 | 3BLADE,12 DIA,16 PITCH, | CCW | 50.5 | Each
93-2770222 | 4BLADE,12DIA,33PITCH,CW | 93-6-4334 | 56.15 | Each
93-2770232 | 4BLADE,12DIA,33PITCH, | CCW 93-6-4335 | 56.15 | Each
93-2770242 | 3BLADE 14DIA,19PITCH | CW | 56.15 | Each
93-2770252 | 3BLADE 14DIA,19PITCH | CCW | 56.15 | Each
93-2770262 | 4BLADE,14DIA,33PITCH,CW |  | 64.35 | Each
93-2770272 | 4 BLADE FAN14" CCW |  | 45.85 | Each
93-2770282 | 4BLADE,14DIA,26PITCH,CW | 93-6-4338 | 64.35 | Each
93-2770292 | 4BLADE,14DIA,26PITCH,CCW | 93-6-4339 | 64.35 | Each
93-2770302 | 3BLADE,16DIA,22PITCH | CW | 64.55 | Each
93-2770312 | 3BLADE,16DIA,22PITCH | CCW | 64.55 | Each
93-2770322 | 4BLADE,16DIA,26PITCH,CW | 93-6-4344 | 76.8 | Each
93-2770332 | 4BLADE,16DIA,26PITCH,CCW | 93-6-4345 | 76.8 | Each
93-2770342 | 4BLADE,16DIA,33PITCH,CW | 93-6-4394 | 76.8 | Each
93-2770352 | 4BLADE,16DIA,33PITCH,CCW | 93-6-4347 | 76.8 | Each
93-2770362 | 3BLADE.18DIA,27PITCH,CW |  | 85.25 | Each
93-2770372 | 3BLADE.18DIA,27PITCH,CCW | CUST 4PC MINIMUM | 85.25 | Each
93-2770382 | 4BLADE,18DIA,24PITCH,CW | 93-6-4348 | 96.25 | Each
93-2770392 | 4BLADE,18DIA,24PITCH,CCW |  | 96.25 | Each
93-2770402 | 3BLADE.20DIA,16PITCH,CW |  | 90.5 | Each
93-2770412 | 3BLADE.20DIA,16PITCH,CCW | 3BLADE.20DIA,16PITCH,CCW | 62.65 | Each
93-2770422 | 3BLADE.20DIA,24PITCH,CW |  | 90.5 | Each
93-2770432 | 3BLADE.20DIA,24PITCH,CCW |  | 90.5 | Each
93-2770462 | 4BLADE,20DIA,23PITCH,CW | 93-6-4354 | 101.1 | Each
93-2770472 | 4BLADE,20DIA,23PITCH,CCW | 93-6-4355 | 101.1 | Each
93-2770482 | 4BLADE,20DIA,29PITCH,CCW | 93-6-4404 | 101.1 | Each
93-2770492 | 4BLADE,20DIA,29PITCH,CCW |  | 101.1 | Each
93-2770542 | 4BLADE,12DIA,26PITCH,CW | 93-6-4332 | 56.15 | Each
93-2770552 | 4BLADE,12DIA,26PITCH,CCW | 93-6-4333 | 56.15 | Each
93-2770572 | 3BLADE,18DIA,20PITCH | CW | 85.25 | Each
93-2770582 | 4BLADE,10DIA,23PITCH,CW | 93-6-4324 | 53.65 | Each
93-2770592 | 4BLADE,10DIA,23PITCH,CCW | 93-6-4325 | 53.65 | Each
93-2770602 | 4BLADE,10DIA,27PITCH,CW | 93-6-4326 | 53.65 | Each
93-2770612 | 4BLADE,10DIA,27PITCH,CCW |  | 53.65 | Each
93-2770622 | 4BLADE,10DIA,33PITCH,CW | 93-6-4328 | 53.65 | Each
93-2770632 | 4BLADE,10DIA,33PITCH,CCW | 93-6-4329 | 53.65 | Each
93-2770642 | 4BLADE,18DIA,33 PITCH,CW |  | 96.25 | Each
93-2770662 | 4BLADE,20DIA,33PITCH,CW | 93-6-4406 | 101.1 | Each
93-2770672 | 4BLADE,20DIA,33PITCH,CCW | 93-6-4407 | 101.1 | Each
93-2770702 | 4BLADE,12DIA,23PITCH,CW | 93-6-4330 | 56.15 | Each
93-2770712 | 4BLADE,12DIA,23PITCH,CCW | 93-6-4331 | 56.15 | Each
93-2770722 | 4BLADE,14DIA,23PITCH,CW | 93-6-4388 | 64.35 | Each
93-2770732 | 4BLADE,14DIA,23PITCH,CCW | 93-6-4389 | 64.35 | Each
93-2770742 | 4BLADE,16DIA,23PITCH,CW | 93-6-4392 | 76.8 | Each
93-2770752 | 4BLADE,16DIA,23PITCH,CCW | 93-6-4393 | 76.8 | Each
93-2770762 | 4BLADE,18DIA,27PITCH,CW | 93-6-4396 | 96.25 | Each
93-2770772 | 4BLADE,18DIA,27PITCH,CCW | 93-6-4397 | 96.25 | Each
93-2770952 | 3BLADE,12DIA,23PITCH,CW | 93-6-4304 | 50.5 | Each
93-2770962 | 3BLADE,12DIA,23 PITCH | CCW | 50.5 | Each
93-2770972 | 3BLADE,18DIA,23PITCH,CW | 93-6-4316 | 85.25 | Each
93-2770982 | 3BLADE,18DIA,23PITCH,CCW |  | 85.25 | Each
93-2771002 | 2BLADE,18DIA,27PITCH,CCW | 93-6-4941 | 58.2 | Each
93-2771022 | 2BLADE,22DIA,18PITCH,CCW | 93-6-4943 | 76.85 | Each
93-2771032 | 4BLADE,22DIA,23PITCH,CW | 93-6-5736 | 119.5 | Each
93-2771042 | 4BLADE 22 DIA 23 DEG CCW | 93-6-5741 | 119.5 | Each
93-2771052 | 4BLADE,22 DIA,27 PITCH, | CW | 119.5 | Each
93-2771062 | 4BLADE,22 DIA,27 PITCH, | CCW | 119.5 | Each
93-2771092 | 4BLADE,24DIA23PITCH,CW | 93-6-5738 | 127.2 | Each
93-2771102 | 4BLADE,24DIA23PITCH,CCW | 93-6-5743 | 127.2 | Each
93-2771112 | 4BLADE,24DIA27PITCH,CW | 93-6-4412 | 127.2 | Each
93-2771122 | 4BLADE,24DIA27PITCH,CCW | 93-6-4413 | 127.2 | Each
93-2771132 | 4BLADE,24DIA33PITCH,CW | 93-6-4414 | 127.2 | Each
93-2771152 | 4BLADE,26DIA,23PITCH,CW |  | 167.65 | Each
93-2771172 | 4BLADE,26DIA27PITCH,CW | 93-6-4416 | 167.65 | Each
93-2771192 | 4BLADE,26DIA,33PITCH,CW |  | 167.65 | Each
93-2771212 | 4BLADE 30 DIA,22 PITCH, | CW | 254.35 | Each
93-2771282 | 3BLADE,24DIA,27PITCH,CW | 93-6-4384 | 120.5 | Each
93-2771302 | 2BLADE,22DIA,27PITCH,CCW | 93-6-4944 | 48.3 | Each
93-2771372 | 3BLADE 22DIA,27PITCH, | CCW | 114.7 | Each
93-2771502 | 3BLADE,14DIA,23PITCH,CW | 93-6-4308 | 56.15 | Each
93-2771522 | 3BLADE 14DIA,27 PITCH | CW | 56.15 | Each
93-2771532 | 3BLADE,16DIA,19PITCH | CCW | 64.6 | Each
93-2771542 | 3BLADE,16DIA,19PITCH | CW | 64.55 | Each
93-2771552 | 3BLADE,16DIA,27PITCH,CW | 93-6-4314 | 64.55 | Each
93-2771572 | 3BLADE,20DIA,23PITCH,CW | 93-6-4318 | 90.5 | Each
93-2771592 | 3BLADE.20DIA,27PITCH,CW |  | 90.5 | Each
93-2771602 | 3BLADE 20DIA,33PITCH, | CCW | 69.8 | Each
93-2771622 | 3BLADE,24DIA,18PITCH,CW | 93-6-4322 | 120.5 | Each
93-2771642 | 4BLADE,14DIA,19PITCH,CW |  | 75.1 | Each
93-2771652 | 4BLADE,16DIA,19PITCH,CW |  | 76.8 | Each
93-2771672 | 4BLADE,18DIA,30PITCH,CW |  | 101.1 | Each
93-2771682 | 4BLADE,20DIA,26PITCH,CCW | 93-6-4403 | 101.1 | Each
93-2771692 | 4BLADE,20DIA,27PITCH,CW | 93-6-4356 | 101.1 | Each
93-2771702 | 4BLADE,24DIA18PITCH,CW | 93-6-5737 | 127.2 | Each
93-2840015 | 3BLADE,27DEG,CW,18" | CONDENDER TYPE | 60.55 | Each
93-2840055 | 3BLADE,33DEG,CW,18" | CONDENDER TYPE | 60.55 | Each
93-2840075 | 3BLADE,24DEG,CW,20" | CONDENDER TYPE | 64.4 | Each
93-2840095 | 3BLADE,28DEG,CW,20" | CONDENDER TYPE | 64.4 | Each
93-2840115 | 3BLADE,31DEG,CW,20" | CONDENDER TYPE | 64.4 | Each
93-2840175 | 3BLADE,26DEG,CW,24" | CONDENDER TYPE | 85.6 | Each
93-2840195 | 3BLADE,33DEG,CW,24" | CONDENDER TYPE | 85.6 | Each
93-2850065 | 4BLADE,23DEG,CW,14" | CONDENDER TYPE | 45.55 | Each
93-2850075 | 4BLADE,23DEG,CCW,14" | CONDENDER TYPE | 45.55 | Each
93-2850085 | 4BLADE,33DEG,CW,14" | CONDENDER TYPE | 45.55 | Each
93-2850095 | 4BLADE,33DEG,CCW,14" | CONDENDER TYPE | 54.6 | Each
93-2850105 | 4BLADE,23DEG,CW,16" | CONDENDER TYPE | 54.6 | Each
93-2850115 | 4BLADE,23DEG,CCW,16" | CONDENDER TYPE | 54.6 | Each
93-2850125 | 4BLADE,33DEG,CW,16" | CONDENDER TYPE | 54.6 | Each
93-2850135 | 4BLADE,33DEG,CCW,16" | CONDENDER TYPE | 54.6 | Each
93-2850145 | 4BLADE,27DEG,CW,18" | CONDENDER TYPE | 68.4 | Each
93-2850155 | 4BLADE,27DEG,CCW,18" | CONDENDER TYPE | 68.4 | Each
93-2850185 | 4BLADE,33DEG,CW,18" | CONDENDER TYPE | 68.4 | Each
93-2850195 | 4BLADE,33DEG,CCW,18" | CONDENDER TYPE | 68.4 | Each
93-2850205 | 4BLADE,26DEG,CW,20" | CONDENDER TYPE | 71.75 | Each
93-2850215 | 4BLADE,26DEG,CCW,20" | CONDENDER TYPE | 71.75 | Each
93-2850225 | 4BLADE,29DEG,CW,20" | CONDENDER TYPE | 71.75 | Each
93-2850245 | 4BLADE,33DEG,CW,20" | CONDENDER TYPE | 71.75 | Each
93-2850255 | 4BLADE,33DEG,CCW,20" | CONDENDER TYPE | 71.75 | Each
93-2850265 | 4BLADE,23DEG,CW,22" | CONDENDER TYPE | 85.15 | Each
93-2850285 | 4BLADE,27DEG,CW,22" | CONDENDER TYPE | 85.15 | Each
93-2850295 | 4BLADE,27DEG,CCW,22" | CONDENDER TYPE | 85.15 | Each
93-2850305 | 4BLADE,35DEG,CW,22" | CONDENDER TYPE | 85.15 | Each
93-2850315 | 4BLADE,35DEG,CCW,22" | CONDENDER TYPE | 85.15 | Each
93-2850325 | 4BLADE,18DEG,CW,24" | CONDENDER TYPE | 90.35 | Each
93-2850345 | 4BLADE,23DEG,CW,24" | CONDENDER TYPE | 90.35 | Each
93-2850355 | 4BLADE,23DEG,CCW,24" | CONDENDER TYPE | 90.35 | Each
93-2850365 | 4BLADE,27DEG,CW,24" | CONDENDER TYPE | 90.35 | Each
93-2850375 | 4BLADE,27DEG,CCW,24" | CONDENDER TYPE | 90.35 | Each
93-2850385 | 4BLADE,33DEG,CW,24" | CONDENDER TYPE | 90.35 | Each
93-2850405 | 4BLADE,27DEG,CW,26" | CONDENDER TYPE | 119.2 | Each
93-2850425 | 4BLADE,33DEG,CW,26" | CONDENDER TYPE | 119.2 | Each
93-A7005 | 5BLADE 7" 38 DEG CW |  | 11.9 | Each
93-A7009 | 3BLADE 32 DEG 7 3/4" CW | FT775CW32S63 | 23 | Each
93-A7014 | 3BLADE 30 DEG 8 3/4" | CCW FT875CW30P63 | 22 | Each
93-A7018 | 3BLADE 20 DEG 9 1/2" CW | FT950CW20S63 | 26 | Each
93-A7021 | 4BLADE 34DEG 11" | TECH 51541- | 20 | Each
93-A7023 | 5BLADE 7" CW 20 DEG |  | 11.5 | Each
93-A7024 | 5BLADE 20 DEG. | 7" CCW | 11.5 | Each
93-A7025 | 5BLADE 25 DEG. | 7" CW | 11.5 | Each
93-A7026 | 5BLADE 30 DEG. | 7" CW | 11.55 | Each
93-A7033 | 5BLADE 25 DEG | 8" | 12.85 | Each
93-A7034 | 5BLADE 30 DEG. | 8" CW | 12.95 | Each
93-A7035 | 5BLADE 30 DEG | 8" CCW | 12.95 | Each
93-A7039 | 5BLADE 30 DEG | 8 3/4" CW | 14.75 | Each
93-A7041 | UNIT FAN 10X5BX23D CW |  | 18 | Each
93-A7042 | 5BLADE 40 DEG. | 8" CW | 12.95 | Each
93-A7043 | 5BLADE 30DEG CW | 10" | 23.2 | Each
93-A7100 | 50 CFM PADDLE FAN |  | 3.3 | Each
93-A7105 | REVERSO BLADE EB50 |  | 23.35 | Each
93-A7332 | 3 BLADE 32 DEG 7" DIA | CW | 24.65 | Each
93-A7351 | 4" 5BLADE HUB TYPE CW |  | 2.95 | Each
93-A7352 | 4" 5 BLADE HUB TYPE CCW |  | 2.95 | Each
93-A8332 | 3 BLADE 32DEG 8-1/2" DIA | CW | 22 | Each
93-G1204-40 | COND FAN 4 X 1/2 | X 12 X 40 D CW | 90.2 | Each
93-N-2428-3 | 3BLADE N SERIES 24X5/8 | SHAFT | 174.25 | Each
66-1-0315 | DBL BLR 6 1/4 X 7 7/8 CW |  | 234.75 | Each
66-1-0343 | DBL FAN 7 1/2 X 6 CW | 3/4" BORE 1950 MAX RPM | 237.85 | Each
66-1-0344 | DBL FAN 7 1/2 X 6 CCW |  | 240 | Each
66-1-0438 | BLWR 6 1/4 X 7 DBL CCW |  | 217.7 | Each
66-1-0439 | BDBL FAN 6 1/4 X 7 CW | 1/2" BORE 2050 MAX RPM | 234.2 | Each
66-1-0464 | FAN 8 X 3 1/2 CW |  | 231 | Each
66-1-1094 | DBL FAN 10 3/4 X 6 CW |  | 400 | Each
66-1-2204 | DBL FAN 9 1/2 X 6 CW |  | 325.85 | Each
66-1-2640 | DBL BLR 10 3/4 X 10 1/2 |  | 560.2 | Each
66-1-2657 | DBL BLR 5 1/2 X 6 1/2 CW |  | 169 | Each
66-1-2873 | BLWR 5 1/2 X 6 1/2 DBL | CCW | 169 | Each
66-1-3101 | DBL FAN 10 3/4 X 7 CW |  | 442.45 | Each
66-1-3184 | DBL FAN 9 1/2 X 8 CW |  | 349.2 | Each
66-1-3226 | BLWR 7 1/2 X 9 DBL CW |  | 443.05 | Each
66-1-5266 | FAN 9 1/8 X 4 1/4 CW |  | 265.75 | Each
66-1-6005 | WHEEL 7 1/8 DIA X 4" | CCW 1/2 SINGLE INLET | 156.3 | Each
66-1-6006 | 87106006.WHEEL.8 5/64" | DIA | 144.05 | Each
66-1-6071 | FAN 7 31/64 X 3 1/2 CCW |  | 179.4 | Each
66-1-6887-R | BLWR 7 1/2 X 9 CW REV HU |  | 151.45 | Each
66-1-8677 | DBL BLR 7 1/2 X 4 1/2 | CW | 200.05 | Each
66-1-9341 | FAN 6 5/16 X 4 CCW |  | 198.85 | Each
66-2-0338 | FAN 5 3/4 X 4 CCW |  | 144.3 | Each
66-2-0414 | DBL FAN 4 3/4 X 7 CW |  | 150.05 | Each
66-2-0749 | DBL BLR 6 1/4 X 7 5/8 | CCW | 197.1 | Each
66-2-6012 | DBL BLWR 5 19/64X7 | CCW | 151.05 | Each
66-4015011 | 7017080 REPLACEMENT | WHEEL | 59.7 | Each
66-4015022 | 7017100 REPLACEMENT | WHEEL | 70.6 | Each
66-4015062 | 7017120 REPLACEMENT | WHEEL | 74.5 | Each
66-4015071 | 7017140 REPLACEMENT | WHEEL | 101.65 | Each
66-4015081 | 7017160 REPLACEMENT | WHEEL | 120.95 | Each
66-4015101 | 7017180 REPLACEMENT | WHEEL | 123.45 | Each
66-4015112 | 7017200 REPLACEMENT | WHEEL | 411.25 | Each
66-4015201 | 7017060 REPLACEMENT | WHEEL | 58 | Each
66-4015441 | 7817825,78177835 | REPLACEMENT WHEEL | 74.4 | Each
66-4705632 | 51/4DIA,7WIDTH,1/2 BORE | CW,66-2-0223 | 98.6 | Each
66-4705642 | 51/4DIA,7WIDTH,1/2 BORE | CCW,66-2-0891 | 98.6 | Each
66-4705652 | 53/4DIA,71/2WIDTH,1/2 | BORE CW,66-2-0600 | 99.3 | Each
66-4705662 | 53/4DIA,71/2WIDTH,1/2 | BORE CCW,66-2-0600 | 99.3 | Each
66-4705672 | 53/4DIA,73/4WIDTH,1/2 | BORE CW,66-2-4721 | 99.8 | Each
66-4705702 | 6 5/16DIA,7WIDTH,1/2 BOR | CW | 101.7 | Each
66-4705712 | 6 5/16DIA,7WIDTH,1/2 BOR | CCW | 101.7 | Each
66-4705732 | 65/6DIA,71/2WIDTH,1/2 | BORE CCW,66-2-0549 | 102.5 | Each
66-4705742 | 6 5/16DIA,7 3/4WIDTH,1/2 | BORE,CW | 103 | Each
66-4705792 | 53/4DIA,7 3/4WIDTH,1/2 | BORE,CCW | 99.8 | Each
66-4705952 | 51/4DIA,21/2WIDTH,5/16 | BORE,CW,66-2-0253 | 68.9 | Each
66-4705962 | 51/4DIA,21/2WIDTH,5/16 | BORE,CCW,66-2-0047 | 68.75 | Each
66-4705972 | 51/4 DIA,X 3 WIDTH,5/16 | BORE,CW,66-2-0053 | 69.4 | Each
66-4705982 | 51/4DIA,3WIDTH,5/16BORE | CCW,66-2-0054 | 69.4 | Each
66-4705992 | 5 1/4DIA,31/2WIDTH,5/16 | BORE,CW | 69.9 | Each
66-4706012 | 53/4DIA,3WIDTH,5/16BORE | CW,66-2-0281 | 70.6 | Each
66-4706022 | 53/4DIA,3WIDTH,5/16BORE | CCW,66-2-0281 | 70.6 | Each
66-4706032 | 53/4DIA,31/2WIDTH,5/16 | BORECW | 71.25 | Each
66-4706042 | 53/4DIA,31/2WIDTH,5/16 | BORE CCW | 71.25 | Each
66-4706052 | 53/4DIA,4WIDTH,1/2BORE | CW,66-2-0353 | 71.6 | Each
66-4706062 | 53/4DIA,4WIDTH,1/2BORE | CCW,66-2-0353 | 71.6 | Each
66-4706072 | 65/6DIA,33/4WIDTH,1/2 | BORE CW,66-2-9339 | 71.75 | Each
66-4706082 | 65/6DIA,33/4WIDTH,1/2 | BORE CCW,66-2-9340 | 71.75 | Each
66-4706092 | 65/16DIA,41/4WIDTH,1/2 | BORE CW,66-2-9340 | 71.75 | Each
66-4706102 | 65/16DIA,41/4WIDTH,1/2 | BORE CCW,66-2-9341 | 73.2 | Each
66-4818181 | 7017300 REPLACEMENT | WHEEL | 68.95 | Each
66-4818185 | 7017340 REPLACEMENT | WHEEL | 62.65 | Each
66-4819745 | 7818852 REPLACEMENT | WHEEL | 227.25 | Each
66-4825211 | 7017320 REPLACEMENT | WHEEL | 68.95 | Each
66-5014652 | 3/4 BORE,91/2 DIA,71/8 | WIDTH FAN WHEEL | 170.05 | Each
66-5014662 | 3/4 BORE,91/2 DIA,91/2 | WIDTH FAN WHEEL | 170.05 | Each
66-5014672 | 3/4 BORE,105/8 DIA,8 | WIDTH FAN WHEEL | 196.85 | Each
66-5014682 | 3/4 BORE,105/8DIA,105/8 | WIDTH FAN WHEEL | 196.85 | Each
66-5014961 | 1/2 BORE, 12x9 BLOWER | WHEEL | 294.95 | Each
66-5015001 | DD MODEL 1/2 BORE 12 DIA | 11 1/8 WIDTH | 300.4 | Each
66-5705412 | DD MODEL 1/2 BORE | 9 1/2 DIA 7 1/8 WIDTH | 203.1 | Each
66-5705422 | DD MODEL 1/2 BORE | 9 1/2 DIA 91/2 WIDTH | 203.05 | Each
66-5705432 | DD MODEL 1/2 BORE | 10 5/8DIA 8 WIDTH | 203.05 | Each
66-5705442 | DD MODEL 1/2 BORE | 10 5/8 DIA 10 5/8 WIDTH | 203.1 | Each
66-5705452 | 3/4 BORE,123/4DIA,121/4 | WIDTH FAN WHEEL | 266.2 | Each
66-5705462 | 3/4 BORE,123/4DIA,91/2 | WIDTH FAN WHEEL | 266.2 | Each
66-5705482 | 1"BORE,151/2DIA,151/16 | WIDTH FAN WHEEL | 582.05 | Each
66-5705492 | DD MODEL 1/2 BORE | 9 1/2 DIA 41/2 WIDTH | 137.8 | Each
66-5705502 | DD MODEL 1/2 BORE | 9 1/2 DIA 6 WIDTH | 139.1 | Each
66-A8610 | 4 1/4"X 2" X 5/16" CCW |  | 107.25 | Each
66-A8611 | 4 1/4"X 2"X 5/16" CW |  | 91.7 | Each
66-A8640 | 4-1/4 X 2-7/8 X 1/4 CCW |  | 68.85 | Each
66-A8650 | 3 13/16" X 1 1/4" X 1/4" |  | 113.1 | Each
66-A8652 | 6-1/2X1-3/8X5/16HUB V52 |  | 21.85 | Each
66-A8660 | 4" X 1" X 1/4" CW FAN |  | 68.6 | Each
66-A8664 | WHEEL FOR RFB212 |  | 67.15 | Each
66-A8665 | 4" X 2" X 5/16" CW | BLOWER | 103.8 | Each
66-A8666 | 4 X 2 X 3/8 CW |  | 100.85 | Each
66-A8667 | 4 X 2 X 3/8 CCW |  | 107.25 | Each
66-A8675 | 3.75" X 3.5" X 5/16" |  | 118.05 | Each
66-A8677 | CCW HUB INSIDE 5.5 DIA x | RFM890 WHEEL | 107.3 | Each
66-A508202 | REVERSO FAN B60 |  | 92.45 | Each
66-A508216 | REVERSO FAN B100 |  | 77.25 | Each
66-A610215 | REVERS FAN QK100 BK10 |  | 94.95 | Each
66-A610220 | REVERSO FAN DK260DB20 | CW | 95.45 | Each
66-A610225 | FAN WHEEL FOR RB29 | CCW | 61 | Each
66-Q381-250D | BLOWER WHEEL Q SERIES | ALUMINUM | 80 | Each
66-Q425-250D | BLOWER WHEEL Q SERIES | ALUMINUM | 85.55 | Each
66-RFC300 | FAN COIL 300CFM |  | 225.65 | Each
66-RFC400 | FAN COIL 400CFM |  | 225.4 | Each
66-RFC600 | FAN COIL 600CFM |  | 225.55 | Each
68-608-ZZ | BEARING |  | 3.35 | Each
68-6011-ZZ | BEARING |  | 47.2 | Each
68-6012-ZZ | BEARING |  | 50 | Each
68-6013-2RS | BEARING |  | 62.7 | Each
68-6013-ZZ | BEARING |  | 60.05 | Each
68-6014-2RS | BEARING |  | 71.65 | Each
68-6014-ZZ | BEARING |  | 68.3 | Each
68-6015-2RS | BEARING |  | 102.3 | Each
68-6015-ZZ | BEARING |  | 93.25 | Each
68-6016-2RS | BEARING |  | 124.25 | Each
68-6016-ZZ | BEARING |  | 116.7 | Each
68-6017-2RS | BEARING |  | 142.95 | Each
68-6017-ZZ | BEARING |  | 129.8 | Each
68-6018-2RS | BEARING |  | 163.15 | Each
68-6018-ZZ | BEARING |  | 150.05 | Each
68-6202-2RS | BEARING |  | 10.15 | Each
68-6203-ZZ | BEARING |  | 7.7 | Each
68-6215-ZZ | BEARING |  | 144.05 | Each
68-6216-ZZ | BEARING |  | 173.35 | Each
68-6217-ZZ | BEARING |  | 217.55 | Each
68-6315-2RS | BEARING |  | 315.4 | Each
68-6315-ZZ | BEARING |  | 295.6 | Each
68-87008 | BEARING |  | 63.6 | Each
6862036252RS | BEARING |  | 8.7 | Each
6862037502RS | 6203-750-2RS |  | 6.15 | Each
68-R12-2RS | BEARING |  | 16.25 | Each
671VP50L11/8 | HD VP CAST I SHEAVE 4.75 |  | 49.8 | Each
67-1VP50S1/2 | HD VP CAST I SHEAVE 4.75 |  | 49.35 | Each
67-1VP56L7/8 | HD VP CAST I SHEAVE 5.35 |  | 55.2 | Each
671VP56L11/8 | HD VP CAST I SHEAVE 5.35 |  | 57.95 | Each
67-1VP56S5/8 | HD VP CAST I SHEAVE 5.35 |  | 63.65 | Each
67-1VP60-7/8 | HD VP CAST I SHEAVE 6.00 |  | 79 | Each
67-1VP68-5/8 | HD VP CAST I SHEAVE 6.55 |  | 85.15 | Each
671VP601-1/8 | HD VP CAST I SHEAVE 6.00 |  | 83 | Each
671VP621-1/8 | HD VP CAST I SHEAVE 5.95 |  | 83.4 | Each
671VP651-3/8 | HD VP CAST I SHEAVE 6.50 |  | 85.4 | Each
671VP751-1/8 | HD VP CAST I SHEAVE 7.50 |  | 104.9 | Each
67-2VP36-7/8 | HD VP CAST I SHEAVE 3.35 |  | 44.1 | Each
67-2VP50-5/8 | HD VP CAST I SHEAVE 4.75 |  | 87.3 | Each
67-2VP50-7/8 | HD VP CAST I SHEAVE 4.75 |  | 87.3 | Each
67-2VP60-7/8 | HD VP CAST I SHEAVE 6.00 |  | 337.35 | Each
67-2VP62-1 | HD VP CAST I SHEAVE 5.95 |  | 337.35 | Each
672VP421-1/8 | HD VP CAST I SHEAVE 3.95 |  | 60.45 | Each
67-2VP501-1/8 | HD VP CAST SHEAVE 1 1/8 |  | 108.4 | Each
672VP561-1/8 | HD VP CAST I SHEAVE 5.35 |  | 114.75 | Each
672VP601-3/8 | HD VP CAST I SHEAVE 6.00 |  | 157 | Each
672VP621-1/8 | HD VP CAST I SHEAVE 5.95 |  | 167.7 | Each
672VP621-3/8 | HD VP CAST I SHEAVE 5.95 |  | 197.55 | Each
67-610 | PULLEY 3/4 X10" |  | 117.35 | Each
67-612 | PULLEY 3/4 X 12" |  | 234.65 | Each
67-650 | PULLEY 3/4 X 5" |  | 81.2 | Each
67-660 | PULLEY 3/4 X 6" |  | 97.8 | Each
67-670 | PULLEY 3/4 X 7" |  | 122.25 | Each
67-680 | PULLEY 3/4 X 8" |  | 136.85 | Each
67-690 | PULLEY 3/4 X 9" |  | 171.15 | Each
67-810 | PULLEY 1 X 10" |  | 195.55 | Each
67-812 | PULLEY 1" X 12" |  | 215.1 | Each
67-860 | PULLEY 1" X 6" |  | 107.55 | Each
67-870 | PULLEY 1" X 7" |  | 136.9 | Each
67-880 | PULLEY 1" X 8" |  | 146.65 | Each
67-890 | PULLEY 1" X 9" |  | 185.75 | Each
67-2164 | 5/8 THRUST COLLAR 2/PK |  | 28.1 | 2pk
67-2165 | 3/4 THRUST COLLAR 2/PK |  | 44.2 | 2pk
67-4036-2 | 3/4" BEARING PAK 2/PK |  | 42.4 | 2pk
67-4135-2 | 5/8" BEARING PAK 2/PK |  | 78.75 | 2pk
67-4136-2 | 3/4" BEARING PAK 2/PK |  | 32.9 | 2pk
67-4136-B | 3/4" BEARING 1/PK |  | 13.95 | Each
67-4136-R | 3/4" RUBBER SLEEVE 1/PK |  | 5.95 | Each
67-4137-2 | 3/4" BEARING PAK 2/PK |  | 32.4 | 2pk
67-4138-2 | 3/4" BEARING PAK 2/PK |  | 27.65 | 2pk
67-4147-2 | 1" BEARING PAK 2/PK |  | 62.05 | 2pk
67-4148-2 | 1" BEARING PAK 2/PK |  | 62.05 | 2pk
67-4325 | VARIABLE SPEED PULLEY |  | 92.9 | Each
67-4336-1 | BALL BEARING LRCR 3/4" |  | 22.95 | Each
67-4336-2 | ROLLER BEARING 2/PK |  | 41.2 | 2pk
67-4346-1 | BALL BEARING LRCR 1" |  | 25.45 | Each
67-4350 | VARIABLE SPEED PULLEY |  | 102.7 | Each
67-4375 | VARIABLE SPEED PULLEY |  | 112.45 | Each
67-4400 | VARIABLE SPEED PULLEY |  | 127.15 | Each
67-5325 | VARIABLE SPEED PULLEY |  | 97.8 | Each
67-5350 | VARIABLE SPEED PULLEY |  | 102.7 | Each
67-5400 | VARIABLE SPEED PULLEY |  | 80.2 | Each
67-61110 | SHAFT 3/4" X 11 5/8" |  | 42.1 | Each
67-61212 | SHAFT 3/4" X 12 3/4" |  | 38.7 | Each
67-61400 | SHAFT 3/4" X 14" |  | 42.55 | Each
67-61600 | SHAFT 3/4" X 16" |  | 44.35 | Each
67-61610 | SHAFT 3/4" X 16 5/8" |  | 48.15 | Each
67-61920 | SHAFT 3/4" X 19 1/8" |  | 61.95 | Each
67-62000 | SHAFT 3/4" X 20" |  | 56.15 | Each
67-62200 | SHAFT 3/4" X 22" |  | 68.3 | Each
67-62400 | SHAFT 3/4" X 24" |  | 68.25 | Each
67-63600 | SHAFT 3/4" X 36" |  | 102.1 | Each
67-82000 | SHAFT 1" X 20" |  | 98.85 | Each
67-83600 | SHAFT 1" X 36" |  | 161.8 | Each
T6-10010 | EASYLINK COUPLER |  | 155.15 | Each
T6-10010SL | SPIROLINK COUPLER | 1/2 X 1/2 BULK | 36.25 | Each
T6-10023 | EASYLINK 1/2-3/4 HP |  | 208.95 | Each
T6-10023SL | SPIROLINK COUPLER | 1/2 X 5/8 BULK | 68.85 | Each
T6-10034SL | SPIROLINK COUPLER | 5/8 X 5/8 BULK | 75.15 | Each
T6-10045SL | SPIROLINK 5/8X5/8CW INSR |  | 89.1 | Each

## Rotom
PART # | DESCRIPTION | DESCRIPTION 2 | LIST | UOM | **See Sheet 1 for Alltemp/Diversitech/Cliplight/hilmor/Fresh-Aire UV
FA-2-6029 | 87106029.WHEEL.4 27/32" | DIA | 77.5 | Each
EC-4VEA006 | SUC. 5B 9" 31 DEG. | PLASTIC | 20.65 | Each
EC-4VEA007 | SUC. 5B 10" 28 DEG. | PLASTIC | 20.65 | Each
EC-4VEA009 | SUC. 5B 8" 28 DEG. | PLASTIC | 14.05 | Each
EC-4VEA010 | SUC. 5B 8" 34 DEG. | PLASTIC | 14.85 | Each
EC-4VEA013 | SUC. 5B 9.05"DIA 25DEG | PLASTIC FOR 9W ELCO | 17.4 | Each
EC-4W115 | 1/185 HP 115 V. 0.36 AMP | 4 WATT | 46.6 | Each
EC-4W115V835 | 1/185 HP 115 V. 0.36 AMP | 4 WATT | 112.8 | Each
FA-5FR1031-2 | 86506324.BLADE.10" DIA.. |  | 32.2 | Each
FA-5K010 | SUB FA-5K010V | VS USER INTERFACE | 464.4 | Each
FA-5K010V | Evergreen VS User | Interface Gen 2 | 423.2 | Each
FA-5K015 | 8794707JF, 16-4 PIN ECM | ADAPTER KIT | 39.6 | Each
FA-5K016 | 121A938ACK-P1,REVERSING | HARNESS | 37.95 | Each
FA-5R016 | SSC2B12CSHEMA1 MOTOR | 12WATTS 1SPD 3.87"DIA | 206.1 | Each
FA-5R020 | SSC2B13CSHEMA1 MOTOR | 16WATTS 1SPD 3.87"DIA | 222.6 | Each
FA-5R023 | ARKTIC SSC 38W Refr. Mtr | 208-230V 1550RPM TEAO | 266.55 | Each
EC-5W115 | 1/150 HP 115 VOLT 0.41 A | 5 WATT | 48.2 | Each
EC-6W115 | 1/125 HP 115 V. 0.41 AMP | 6 WATT | 46.6 | Each
EC-6W230 | 1/125 HP 230 V. 0.20 AMP | 6 WATT | 46.55 | Each
EC-9W115 | 1/83 HP 115 V. 0.58 AMP | 9 WATT | 53.2 | Each
EC-9W115V834 | 1/83 HP 115 V. 0.58 AMP | 9 WATT | 140 | Each
EC-9W230 | 1/83 HP 230 V. 0.35 AMP | 9 WATT | 53.25 | Each
EC-9W230-V1556 | 9 W 208/230V 1550 RPM |  | 138.35 | Each
EC-18W115 | 1/47 HP 115 V 1 A | 18 WATT | 108.45 | Each
EC-18W230 | 1/47 HP 230 V .5A | 18 WATT | 90.6 | Each
DD-029 | 1/8HP 115V 5/1000RPM | 2.1A 5/370V CW 5x1/2SFT | 300 | Each
DD-030 | 1/6 HP 5 SPD 950 RPM | DIRECT DRIVE | 335 | Each
DD-034 | 1/4 HP 4 SPD. 1075 R.P.M | DIRECT DRIVE | 275 | Each
EC-34W115 | 1/20 HP 115V 34 WATT |  | 100 | Each
EC-34W115-V1543 | 34W 115V 1.6A 1550RPM | 1/20HP 2P/PLUG | 238.9 | Each
EC-34W230 | 1/20 HP 230 V. 0.8 AMP | 34 WATT | 195.25 | Each
EC-34W230-V1542 | 34W 230V .80A B/B | 2P/PLUG | 238.95 | Each
DD-035 | 1/3 H.P. 4 SPD. 1075 RPM |  | 375 | Each
DD-036 | 1/2 HP 4 SPD 1075 RPM | DIRECT DRIVE 115 V | 450 | Each
DD-044 | 1/4 HP 4 SPD 1075 RPM | DIRECT DRIVE 208/230V | 285 | Each
DD-045 | 1/3 HP 4 SPD 1075 RPM | DIRECT DRIVE 208/230V | 380 | Each
DD-046 | 1/2 HP 4 SPD 1075 RPM | DIRECT DRIVE 208/230V | 575 | Each
CF-813 | 1/3 HP 825RPM 208/230V | 60HZ CONDENSER FAN | 340 | Each
CF-814 | 1/4 HP 825RPM 208/230V | 60HZ CONDENSER FAN | 275 | Each
CF-816 | 1/6 HP 825RPM 208/230V | 1.1 AMP SINGLE SPEED B/B | 239.8 | Each
DD-1314 | 1/3 HP 4 SPEED 115 V |  | 255 | Each
EE-2511 | 25W 115V CW | UNIT BEARING | 201.5 | Each
EE-2512 | 25W 208-230V CW | UNIT BEARING MOTOR | 186.95 | Each
FA-3458 | 3458 CONDENSER FAN MOTOR |  | 307.5 | Each
DD-3583 | 1/4HP 115V 48F | DIRECT DRIVE | 220 | Each
DD-3584 | 1/4HP 230V 48F | DIRECT DRIVE | 220 | Each
DD-3585 | 1/3HP 115V 48Y | DIRECT DRIVE | 245 | Each
DD-3586 | 1/3HP 230V 48F | DIRECT DRIVE | 245 | Each
DD-3587 | 1/2HP 115V 48F | DIRECT DRIVE | 300 | Each
DD-3588 | 1/2HP 230V 48F | DIRECT DRIVE | 300 | Each
DD-3589 | 3/4HP 115V 48F | DIRECT DRIVE | 310 | Each
DD-3590 | 3/4HP 230V 48Y 1075 RPM | DIRECT DRIVE | 310 | Each
FA-3596 | 5KCP39SGL853S MOTOR |  | 471.55 | Each
CF-3726 | 1/6 HP T.E. 48 FR. CON | FAN BALL BEARING | 200 | Each
CF-3732 | 1/4HP T.E. 48F BALL | CONDENSER FAN | 202.35 | Each
CF-3733 | 1/3 H.P. T.E. 48 FR CON. | FAN BALL BEARING | 214.75 | Each
CF-3734 | 1/2 H.P. T.E. 48 FR. CON | FAN BALL BEARING | 256.5 | Each
CF-3735 | 3/4 H.P. 230 V 1075 RPM |  | 285.5 | Each
FA-3992 | 3992 1/4HP 1625RPM 3SPD | 115V 48F MOTOR | 434.45 | Each
FA-3994 | 3994 1/3HP 1625RPM 3SPD | 115V 48F MOTOR | 507 | Each
BF-4701 | 1/4 HP BELTED FAN 115V. |  | 300 | Each
BF-4706 | 1/3 HP BELTED FAN 115V. |  | 335 | Each
BF-4708 | 1/2 HP BELTED FAN 115V. |  | 424.75 | Each
BF-4709 | 1/2 HP 1725 RPM 115/60 | BALL BEARING | 423.85 | Each
EE-5011 | 50W 115V CW | UNIT BEARING MOTOR | 206.5 | Each
EE-5012 | 50W 208-230V CW | UNIT BEARING MOTOR | 202.8 | Each
FA-5100A | 5SME59BVA1036MS MOTOR | 50W 115V CCW 3.44" | 239.1 | Each
FA-5101A | 5SME59BVA1038MS MOTOR | 1/15HP 1SPD 3.44"DIA | 239.1 | Each
EE-5112 | 50W 208-230V CW 5/16" | UNIT BEARING MOTOR | 240.45 | Each
FA-5200A | 5SME59BVA2037 MOTOR | 50W 230V CCW 3.44" | 244.6 | Each
EE-5211 | 4W 115V CW | UNIT BEARING MOTOR | 80.6 | Each
EE-5212 | 4W 115V CCW | UNIT BEARING MOTOR | 81.15 | Each
EE-5221 | 4W 208/230V CW | UNIT BEARING MOTOR | 81.2 | Each
EE-5222 | 4W 208/230V CCW | UNIT BEARING MOTOR | 81.2 | Each
EE-5311 | 6W 115V CW | UNIT BEARING MOTOR | 84.55 | Each
EE-5321 | 6W 230V CW | UNIT BEARING MOTOR | 90.2 | Each
EE-5411 | 9W 115V CW | UNIT BEARING MOTOR | 71.35 | Each
5411EC | PkdECMtr115-230V4-25WCW |  | 119.1 | Each
EE-5411EC | 4-25W EC Unit Bearing | Mtr 115-230V 1550RPM | 119.15 | Each
EE-5412 | 9W 115V CCW | UNIT BEARING MOTOR | 85.25 | Each
EE-5422 | 9W 208/230V CCW | UNIT BEARING MOTOR | 74.75 | Each
EE-5431 | 9W 115V 24"LDS 90DegPLG | UNIT BEARING MOTOR | 83.05 | Each
EE-5610 | 6W 115V CW PLUG HUSSMAN | UNIT BEARING MOTOR | 83.05 | Each
EE-5611 | 9W 115V 1550 RPM 0.52A | CWOSE UNIT BEARING MOTOR | 87.2 | Each
EE-5811 | 16W 115V CW | UNIT BEARING MOTOR | 119.5 | Each
EE-5821 | 16W 208/230V CW | UNIT BEARING MOTOR | 121.65 | Each
FA-6210E | 5SME39SXL449.AC MOTOR | 5.6" 1HP 1075RPM 208-230 | 1034.6 | Each
FA-6503V | 1/3HP 120/240V 1050RPM | 5.0/2.8FLA REV VS MOTOR | 659.5 | Each
FA-6505V | 1/2HP 120/240V 1050RPM | 7.7/4.3FLA REV VS MOTOR | 689.75 | Each
FA-6507V | 3/4HP 120/240V 1050RPM | 10.1/6.1FLA REV VS MOTOR | 772.15 | Each
FA-6510V | 1HP 120/240V 1050RPM | 12.8/7.4FLA REV VS MOTOR | 802.4 | Each
UH-9034 | 1/6 HP 1075 RPM 115V | UNIT HEATER | 278.25 | Each
UH-9035 | 1/4 HP 1075 RPM 115V | UNIT HEATER | 339.45 | Each
UH-9036 | 1/3 HP 1075 RPM 115V | UNIT HEATER | 408.05 | Each
15022 | 35Watt Unit Bearing Mtr | 115V 1500RPM 1.40Amps | 228.95 | Each
40025 | 1/4HP 5-5/8"Dia Unit | Heater Motor 115V 1075R | 305 | Each
40033 | 1/3HP 5-5/8"Dia Motor | 115V 1075RPM | 290 | Each
40066 | 1/6HP Unit Heater Mtr | 115V 1075RPM 2.4A Rev | 235.2 | Each
40096 | 1/15-1/30HP Direct Drive | Blwr 115V 1050RPM CWSE | 235.2 | Each
40121 | 1/70HP 3.3"Dia Motor | 115V 1550RPM CCW | 83 | Each
40242 | 1/20HP Motor 115V | 1050RPM CW | 240 | Each
40250 | 1/4HP Resilent Base Mtr | 208-230V 1625RPM 1.50A | 240 | Each
40265 | 1/6HP 5-5/8"Dia Cond Fan | Motor 208-230V 1550RPM | 182 | Each
40347 | 5"Dia Fan Coil Moto | 1/8HP 115V 1550RPM | 282 | Each
40849 | 1/6HP 5"Dia Direct Drive | Motor 115V 1050RPM | 178 | Each
41189 | 3.3" 115/208-230V 1/20HP | 1350/1550RPM | 230 | Each
43727B | 1/6 HP 1075RPM | 208-230V Motor | 166.05 | Each
43782 | 1/6HP DD Blwr Mtr 115V | 1075RPM 2.5A 3Spd PSC | 225 | Each
43783 | 1/4 HP 115V Torsion | Flex Motor | 248.65 | Each
43784 | 1/4HP 208-230V Torsion | Flex Motor | 270.9 | Each
43785 | 1/3HP 115V Torsion | Flex Motor | 284.3 | Each
43787 | 1/2HP 115V Torsion | Flex Motor | 292.8 | Each
45012 | 1/2HP Belt Drive Fan & | Blower 115V 1725RPM | 280 | Each
45052 | 1/2HP Condenser Fan Mtr | 115V 1050RPM 4Spd PSC | 260 | Each
45113 | 1/5HP Torsion Flex Motor | 115V 1075RPM 3Spd PSC | 190 | Each
45114 | 1/5HP PSC Motor 115V | 1075RPM 3Spd 3.30A | 160 | Each
45117 | 1/3HP Motor 115V | 1075RPM PSC | 180 | Each
45118 | 3/4HP Motor 115V | 1075RPM PSC | 330 | Each
45460 | 1/6-1/2HP 115 PSC | Motor | 340.8 | Each
45470 | 1/5-3/4HP 115V PSC | Motor | 382.9 | Each
45488B | 5 5/8"Dia Multi-HP Cond. | Fan Mtr 208-230V 825RPM | 245.7 | Each
46012 | 1/2HP Direct Drive | Blower 115/230V 1070RPM | 726.6 | Each
46013 | 1/3HP EC Direct Drive | Blower 115/230V 1070RPM | 609.85 | Each
46034 | 3/4HP ECM Mtr 115/ | 230V 1075RPM 8.2/4.9A | 660 | Each
48332 | 1-1/4"Stack Size Draft | Inducer 115V 3200/2800R | 323.45 | Each
50583 | 1/100HP 1550RPM 120V | Motor | 85 | Each
FA-50747-D500 | Centrifugal Blowers | 15 to 65 Free Air Output | 222.45 | Each
FA-50752-D500 | 70211835.BLOWER...1 SPD. |  | 234.15 | Each
FA-50755-D500 | 70631543.BLOWER...1 SPD. |  | 253.95 | Each
FA-50756-D500 | 70633322 BLOWER, 1 SPD |  | 454.25 | Each
FA-50769-D230 | Centrifugal Blowers | 320 to 1000 Free Air Out | 555.65 | Each
50933 | 1/50HP 1550RPM 120V | Motor | 60 | Each
61002 | 2Watt Unit Bearing Mtr | 115V 1550RPM CWLE SP | 70 | Each
61232 | 1/15HP Mtr 208-230V | 1550RPM Repl GE 11 Frame | 176.75 | Each
61331 | 1/20HP Mtr 115V 1550RPM | 2.2A 1Spd CWLE GE Repl. | 140 | Each
61332 | 1/20HP 4"Dia Motor | 208-230V 1550RPM | 135 | Each
62512 | 3/4-1 HP 1625/1350RPM | 115/230V Motor | 395 | Each
63100 | 1/2-1/3HP 1625/1350RPM | 115/230V Motor | 285.7 | Each
63110 | 3/4-1/2 HP 1625/1380RPM | 115/230V Motor | 345 | Each
65020 | 35W Unit Bearing Motor | 115V 1500RPM 1.40A 1Spd | 170 | Each
65040 | 50Watt Cast Iron Unit | Bearing Mtr 115V 1500RPM | 185 | Each
65041 | 50W Unit Bearing Motor | 230V 1500RPM 0.85A 1Spd | 170 | Each
65045 | 50W Unit Bearing Motor | 230V 1500RPM 0.85A 1Spd | 240 | Each
65100 | C Frame Motor & Impeller | Kit | 29.95 | Each
65106 | 5/8" Stack 3000RPM 115V | C Frame Motor | 29 | Each
65118 | 1/30HP Combustion Motor | Replaces Carrier | 185 | Each
65159 | 7/8 Stack C-Frame 3000RPM | 120V Motor | 51 | Each
65230 | Draft Inducer Assembly | Replaces Carrier | 297 | Each
65404 | Air Booster | Replaces Nordyne/Miller | 115 | Each
65475 | Air Booster For Coleman | Furnace | 76.05 | Each
65569 | 25MHP Combustion Motor | Replaces Carrier | 175 | Each
65570 | 25MHP Combustion Motor | Replaces Carrier | 140 | Each
65670 | 5/8" Stack C-Frame Mtr | 115V 3000RPM CWSE | 34 | Each
65812 | 16 Watt 115V CCW Cast | Iron | 85 | Each
65822 | 16 Watt 115V CCW Cast | Iron | 94 | Each
65894K | C Frame Motor Kit | Replaces Nutone | 127.25 | Each
66002 | Draft Inducer | Replaces Goodman | 160.3 | Each
66003 | 30W Draft Inducer 115V | 3250RPM .92A | 195 | Each
66056 | 1/15HP Combustion Blwr | 115V 3400RPM 0.48A 1Spd | 830 | Each
66121 | 1/50HP Blower 3000RPM | 230V 1Spd Goodman Repl. | 165.65 | Each
66126 | Draft Inducer | Replaces Goodman | 430 | Each
66254 | 1/50HP Repl. Blower 230V | 3000RPM 0.3A Replace ICP | 225 | Each
66350 | Draft Inducer | Replaces ICP | 375 | Each
66401 | Draft Inducer | Replaces Lennox/Armstrong | 192.7 | Each
66529 | 1/35HP Draft Inducer | 115V 3000RPM Repl. ICP | 453.7 | Each
66649 | 1/16HP Blower 208-230V | 3450RPM, Carrier Repl. | 390 | Each
66752 | 25MPH Motor 115V | 3200RPM | 330 | Each
66753 | 1-1/2" Stack Size Blower | 115V 3200RPM 1Spd | 210 | Each
66761 | 8.2 MHP Draft Inducer | Replaces Carrier | 367.3 | Each
66762 | 16 MHP Draft Inducer | Replaces Carrier | 476.15 | Each
66763 | 28 MHP Draft Inducer | Replaces Carrier | 514.7 | Each
66787 | 1/30HP Draft Inducer | Replaces Trane | 233.75 | Each
66815 | 1/16HP Blower 208-230V | 3450RPM, Carrier Repl. | 1126 | Each
66816 | 1/16HP Draft Inducer | 460V 3450RPM 0.25A | 1229.55 | Each
66833 | 1/50 HP Draft Inducer | Replaces ICP | 190 | Each
66959 | 1/30HP Blwr 208/230V | 3000RPM Repl. Goodman | 360 | Each
69316 | 5" Dia. 1100RPM 120V | Motor | 145 | Each
69317 | 5" Dia. 1100RPM 120V | Motor | 155 | Each
70059 | 1/4HP Mtr 120V 1100RPM | 3.40A CWSE SP Sleeve | 195 | Each
82052 | 1/50HP Draft Inducer | 115V 3000RPM Rpl Dunkirk | 290 | Each
82113 | 3/4HP Flex Mount Motor | 115V 1075RPM 11A 3Spd | 540 | Each
82148 | 1/30HP Draft Inducer | 208-230V 3000RPM | 220 | Each
82152 | 1/20HP 3.3" OEM Repl Mtr | 120V 1550RPM 1.80A SP | 165 | Each
82584 | 1/30HP 3.3" Motor 120V | 1550RPM 1.30A 1Spd | 115 | Each
82590 | Draft Inducer 115V 1.20A | Replaces Lennox | 510 | Each
82672 | 1/60HP Draft Inducer | 115V 3300RPM | 320 | Each
90091 | 1/10HP Mtr 120V 1000RPM | 2.60A Repl. Sterling | 340 | Each
90145 | 8 Watt 950RPM 115V Motor |  | 150 | Each
90198 | 1/40HP 1050RPM 115V Motor |  | 169.55 | Each
90220 | 1/114HP 1500RPM 2Spd | 115V Motor | 133.8 | Each
90318 | 1/8HP 1550/1300/1050RPM | 115V Motor | 346.2 | Each
90320 | Gemini Loren Cook 320/340 | Replacement | 189.1 | Each
90420 | 1/23HP 1500RPM 115V Motor |  | 185.05 | Each
90520 | Gemini Loren Cook 520 | Replacement | 241.55 | Each
90620 | Gemini Loren Cook 620/640 | Replacement | 214.2 | Each
90720 | 1/4HP 1625RPM 115V Motor |  | 306.2 | Each
90872 | 1/12HP 5"Dia Motor 120V | 1000RPM, Sterling Repl. | 380 | Each
97701 | 1/15, 1/20, 1/25HP Evap | Fan Motor 230V 1625RPM | 383.45 | Each
97801 | 1/15HP Motor 115V | 1625RPM | 414.35 | Each
99319 | 1/5HP Mtr 120V 1050RPM | 3.30A CWSE 1Spd PSC | 330 | Each
FA-121004 | 1 1/2HP 1750RPM 208-230/ | 460V 3PH 60HZ CONT. | 761.75 | Each
FA-121005 | 2HP 1745RPM 145.DP. 230/ | 460V 3PH 60HZ CONT. | 1271.55 | Each
EC-1055223 | PLASTIC FAN GUARD | 7.87" DIAMETER | 18.2 | Each
EC-1055224 | PLASTIC FAN GUARD | 10" (254MM) DIAMETER | 23.15 | Each
EC-1055303 | METAL FAN GUARD | 10" (254MM) DIAMETER | 65.95 | Each
EC-1055318 | METAL FAN GUARD | 9.05" DIAMETER | 44.25 | Each
EC-1071188 | FAN ADAPTOR KIT |  | 5.05 | Each
EC-1257456 | COND HOLDER BRACKET |  | 8.8 | Each
FA-1872890J | MODEL-CFHP-56FR |  | 1437.3 | Each
EC-4012018 | 5 BLADE 12" DIA | 22 DEGREE CW | 32.2 | Each
EC-4012309 | SUC. 5B 6" 19 DEG. | ALUMINUM | 14.05 | Each
EC-4012325 | SUC. 5B 10" 28 DEG. | ALUMINUM | 28.1 | Each
EC-4012514 | SUC. 5B 8" 31 DEG. | ALUMINUM | 21.45 | Each
EC-4012543 | FAN 5B 7" 28 DEG. | ALUMINUM | 16.5 | Each
EC-4807004 | 40W 115V 1A 1600RPM | 1/18HP W/CAP | 157.95 | Each
EC-10721106 | INTERGRATED DESIGN FAN | BLADE | 21.45 | Each
EC-17021295 | WHITE HUB FOR EC MOTORS |  | 2.3 | Each
EC-40101617 | 145W 115V 2.45A 1090RPM | 1/5HP W/CAP | 1045.9 | Each
FA-71870374R | FDC SPECIAL 71870374 |  | 291.85 | Each
FA-87256001 | KIT6001- 87256001 CAPAC | ITOR MTG KIT | 19 | Each
FA-87256021 | KIT170-87256021 1/2"DIA | RAINSHLD | 19 | Each
FA-702112579 | 702112579 1/24HP 115V | 3200RPM BLOWER | 708.95 | Each
FA-A067 | 70581404.BLOWER...1 SPD. |  | 394.05 | Each
FA-A069 | 70218548.BLOWER | 3000RPM 208-240V | 270.4 | Each
FA-A071 | 705811 SP 115V 2850RPM | FREE AIR SLV BEARING BWR | 286.1 | Each
FA-A073 | 70216909.BLOWER | 3000RPM 115/230V | 355.3 | Each
FA-A081 | 70216564 BLOWER 1SPD | 230V 3000RPM .45A | 305.05 | Each
FA-A083 | 70218580.BLOWER...1 SPD. |  | 317.4 | Each
FA-A088 | 70217396.BLOWER | 3200RPM 115V | 402.3 | Each
FA-A090 | 70218788 BLOWER 1SPD | 115V 3000RPM 1.1A | 462.5 | Each
FA-A122 | 702111849.BLOWER | 3450RPM 115V | 674.35 | Each
FA-A124 | 1SPD 115V 1.75AMP |  | 717.2 | Each
FA-A130 | 115V .7AMP PSC |  | 629 | Each
FA-A131 | 1/50HP 115V 3000RPM 1.1A | A131 | 382.55 | Each
FA-A132 | 115V 1.1AMP 3000RPM |  | 572.95 | Each
FA-A133 | 70581221.BLOWER | 3000RPM 115V | 344.6 | Each
FA-A134 | 115 V 1.5 AMP SHADED POL |  | 329.75 | Each
FA-A135 | 70219409.BLOWER | 3000RPM 120V | 399 | Each
FA-A136 | 70624239.BLOWER...1 SPD. |  | 636.45 | Each
FA-A137 | 70624236.BLOWER | 3450RPM 115V | 671.05 | Each
FA-A140 | 115 V 1.4 AMP SHADED POL |  | 440.25 | Each
FA-A143 | 115V .95 AMP | SHADED POLE | 322.35 | Each
FA-A144 | 1 SPD 208-230V 0.5AMP | YORK 7021-6770 | 412.2 | Each
FA-A146 | 70219416.BLOWER | 3000/2300RPM 115V | 633.95 | Each
FA-A148 | 70219733.BLOWER...1 SPD. |  | 378.4 | Each
FA-A150 | 1/30 HP 3000 RPM 208-230 | V .60 AMP | 358.6 | Each
FA-A151 | 1/50HP 230V 3200RPM .40A | FLUE EXHAUST | 342.95 | Each
FA-A155 | 702110827 BLOWER 1 SPD |  | 427.85 | Each
FA-A160 | 70581314.BLOWER | 2970RPM 115V | 518.55 | Each
FA-A162 | 1SP 208-230V 0.5AMP |  | 541.65 | Each
FA-A163 | 702110893.BLOWER...1 SPD |  | 258.85 | Each
FA-A164 | 1 SP 120V 0.8AMP BLOWER |  | 385 | Each
FA-A165 | 70625185.BLOWER.1 SPD. |  | 380.05 | Each
FA-A166 | 702111307.BLOWER...1 SPD |  | 272.9 | Each
FA-A168 | .7 AMP 115V 1SPD DUCANE | FAN | 586.15 | Each
FA-A169 | 1/50 HP 230V 3000 RPM | 3 AMP | 606.75 | Each
FA-A171 | 70625666.BLOWER...1 SPD. |  | 527.6 | Each
FA-A172 | 70581058 BLOWER 1SPD | 115V 3000RPM 1.6A | 329.75 | Each
FA-A173 | 70625664.BLOWER...1 SPD. |  | 648.8 | Each
FA-A176 | 70581399.BLOWER | 3000RPM 115V | 403.15 | Each
FA-A178 | 702111878 BLOWER 1SPD | 115V 3400RPM 1.8A | 445.2 | Each
FA-A180 | 702111715.BLOWER | 3400RPM 115V | 436.1 | Each
FA-A195 | 702111726 BLOWER 1SPD | 115V 3400RPM 1.75A | 384.2 | Each
FA-A196 | 702111729 BLOWER 1SPD | 115V 3200PM 1.35A | 357.8 | Each
FA-A197 | TRANE FLUE BLOWER | 7092-0238 D342097P01 | 432 | Each
FA-A202 | 1/30HP Draft Inducer | 115V 3400RPM 1.8A 1SPD | 456 | Each
FA-A204 | A204 VENTER MOTOR LENNOX |  | 518.55 | Each
FA-A205 | 702111689. 1 SPD | LENNOX BLOWER | 329.75 | Each
FA-A206 | 702111688 BLOWER 1SPD | 115V 3000RPM 1.5A | 443.55 | Each
FA-A209 | LENNOX 38M5001 |  | 673.55 | Each
FA-A211 | 702111845.BLOWER.1 SPD |  | 460 | Each
FA-A213 | 702112097 BLOWER 2SPD | 115V 3200RPM 2.1A | 515.25 | Each
FA-A217 | 702112094.BLOWER...1 SPD |  | 436.1 | Each
FA-A220 | 702111697.BLOWER | 3000RPM 115V | 526.5 | Each
FA-A221 | 702111699.BLOWER | 3000RPM 208-230V | 839.2 | Each
FA-A223 | 1SPD 208-230V 0.64A YORK | 702110096,70219656 | 419.6 | Each
FA-A225 | 702111874.BLOWER...1 SPD |  | 467.45 | Each
FA-A229 | 70581837.BLOWER | 3000RPM 115V | 412.2 | Each
FA-A230 | 70625672.BLOWER | 3450RPM 115V | 1069.2 | Each
FA-A234 | 70625794.BLOWER...1 SPD. |  | 533.4 | Each
FA-A249 | 702113212C Draft Inducer | Blwr 115V 3400RPM | 370.05 | Each
FA-A269 | 702111852 BLOWER 1SPD | 208-230V 2500/3500RPM | 448.5 | Each
FA-A270 | 70625781 BLOWER 2SPD | 208-230V 3350/2800RPM | 496.3 | Each
FA-A271 | 70625782.BLOWER | 3500RPM 208-230V | 877.95 | Each
FA-A272 | 70625783.BLOWER | 3500RPM 208/230V | 877.95 | Each
FA-A290 | 70625817.BLOWER | 3200/2400RPM 115V | 634.8 | Each
FA-A301 | 702111881 Draft Inducer | Blower 115V 2350RPM | 361.9 | Each
FA-A320 | 702112099.BLOWER.1 SPD |  | 342.95 | Each
FA-A330 | 70625926.BLOWER.1 SPD. |  | 416.35 | Each
FA-A447 | ECM MODULE MOTOR TESTER |  | 166.55 | Each
FA-A984 | 70582721.BLOWER | 3000RPM 115V | 377.6 | Each
FA-AIC112 | 1/45 HP 115V 3000 | 1.3A OLSEN 7021 12600 | 368.5 | Each
FA-AIC251 | 702112620X.BLOWER 1/50HP |  | 279.95 | Each
FA-AIC282 | 702112643J.BLOWER 3.3" | 1/16HP 1SPD | 391.1 | Each
FA-AIC501 | 70582230 - 1/20 HP BLOWE | R | 334.7 | Each
FA-AIC605 | 71582055 - 1/60 HP MOTOR |  | 43.7 | Each
FA-AIC18219M | 702112579J - 1/24 HP | BLOWER | 523.5 | Each
FA-AIC34589 | FDC AIC34589 |  | 587.8 | Each
FA-B22513 | Transflo/Crossflow Blwr | 115V 2800RPM 1.3A SP | 370 | Each
FA-B24220 | 70214399.BLOWER...1 SPD. |  | 266.3 | Each
FA-B45230 | 70633515.BLOWER...2 SPD. |  | 342.15 | Each
FA-B45267 | 70633108.BLOWER.2 SPD. |  | 315.75 | Each
FA-B68042 | 70512985 BLOWER 1 SPD |  | 742.75 | Each
FA-C3S5 | .CAP.5 MFD. |  | 7.95 | Each
FA-C1158 | 1HP,1725RPM,DP,56 | 1/60/115/208-230V | 662.25 | Each
FA-C1160 | 1 1/2HP 1725RPM DP,56H | 1/60/115/208-230V | 769.45 | Each
FA-CAN2575 | 2HP,1140RPM,TEAO,56HZ | 3/60/575 | 1153.6 | Each
T8-CFC-T24 | POWER CORD 24" |  | 9.2 | Each
T8-CFC-T24P | POWER CORD C/W PLUG 24" | 24" | 15.65 | Each
T8-CFC-T48P | NLA POWER CORD C/W PLUG |  | 20.8 | Each
T8-CFC-T72 | POWER CORD 72" |  | 16 | Each
T8-CFC-T72P | 72" AXIAL AC POWER CORD | WITH PLUG END | 23.6 | Each
T8-CFF-8030P | AIR FILTER KIT |  | 14.55 | Each
T8-CFF-9230P | AIR FILTER KIT |  | 15.1 | Each
T8-CFF-12030P | AIR FILTER KIT |  | 13.65 | Each
T8-CFF-15045P | AIR FILTER KIT |  | 24.15 | Each
T8-CFG-60M | FINGER GUARD METAL 60MM |  | 4.75 | Each
T8-CFG-80M | FINGER GUARD METAL 80MM |  | 5 | Each
T8-CFG-80MB | BLACK METAL GUARD |  | 6.1 | Each
T8-CFG-92M | FINGER GUARD METAL 92MM |  | 5.45 | Each
T8-CFG-120M | FINGER GUARD METAL 120MM |  | 5.8 | Each
T8-CFG-120MB | BLACK METAL GUARD |  | 7.35 | Each
T8-CFG-120P | FINGER GUARD PLASTIC120M |  | 6.15 | Each
T8-CFG-150M | FINGER GUARD METAL 150MM |  | 12.3 | Each
T8-CFG-150MB | BLACK METAL GUARD |  | 12.35 | Each
T8-CFG-254M | FINGER GUARD METAL 254MM |  | 23.95 | Each
FA-D0030 | 1/25HP Ventilation Motor | 115V 1550RPM 1.70A SE | 138.5 | Each
FA-D031 | 71732154 MOTOR 3.3 DIA | 1/25 HP | 146.75 | Each
FA-D114 | 71086879 MOTOR 4.40" DIA | 1/12HP 1SPD | 798 | Each
FA-D119 | 71090126.MOTOR.4.40" DIA | 1/11HP 3SPD | 408.1 | Each
FA-D121 | 3.3" Diameter | General Purpose Motors | 144.3 | Each
FA-D126 | 71631640.MOTOR.3.30" DIA | 1/40HP 1SPD | 164.05 | Each
FA-D132 | 71631855.MOTOR.3.30" DIA | 1/20 HP 1SPD | 145.1 | Each
FA-D138 | 3.3 DIA 1/25HP 1500RPM | 1SP 115V | 403.15 | Each
FA-D156 | 71510127.MOTOR.5.00" DIA | 1/6HP 1SPD | 206.25 | Each
FA-D158 | 71512522.MOTOR.5.00" DIA | 1/5HP 3SPD | 323.15 | Each
FA-D166 | 71510136 MOTOR 1/6HP | 115V 1050RPM 2SPD | 337.2 | Each
FA-D170 | 71085136.MOTOR.4.40" DIA | 1/20HP 1SPD | 468.25 | Each
FA-D174 | 71080167.MOTOR.4.40" DIA | 1/10HP 1SPD | 427.05 | Each
FA-D201 | 71217163.MOTOR.3.25" DIA | 1/85HP 1SPD | 173.95 | Each
FA-D206 | 71211718.MOTOR.3.30" DIA | 1/30HP 1SPD | 196.2 | Each
FA-D208 | 71211695.MOTOR.3.30" DIA | 1/30HP 1SPD | 218.5 | Each
FA-D211 | 71216184.MOTOR.3.30" DIA | 1/15HP 1SPD | 264.65 | Each
FA-D215 | 71216955 MOTOR 3.3 DIA | 1/20 HP 1 SPD | 435.3 | Each
FA-D221 | 71840264.MOTOR.5.00" DIA | 1/6HP 4SPD | 487.2 | Each
FA-D226 | 1.35 AMP 115V CCWOSE |  | 290.2 | Each
FA-D228 | 71219952 MOTOR 3.30"DIA | 1/50HP 1SPD | 182.2 | Each
FA-D235 | 3.3" Diameter | Self Cooled Motors | 334.7 | Each
FA-D289 | 71512683.MOTOR.5.00" DIA | 1/10HP. 5SPD | 282.9 | Each
FA-D290 | 71860030.MOTOR.5.00" DIA | 1/10HP 4SPD | 740.3 | Each
FA-D291 | 71860017.MOTOR.5.00" DIA | 1/10 HP 4SPD | 516.9 | Each
FA-D292 | 71860018.MOTOR.5.00" DIA | 1/10HP 4SPD | 536.7 | Each
FA-D310 | 71086325.MOTOR.4.40" DIA | 1/12HP 1SPD | 529.25 | Each
FA-D326 | 71902363.MOTOR 3.30" DIA | 1/10HP 3SPD | 372.65 | Each
FA-D329 | 4.4" 1/15 HP 115V 1550 | RPM DOUBLE SHAFT OPEN | 421.25 | Each
FA-D335 | 71085245.MOTOR.4.40" DIA | 1/20HP 4SPD | 407.25 | Each
FA-D336 | 71080146.MOTOR.4.40" DIA | 1/10HP 3 SPD | 514.4 | Each
FA-D377 | 4.4" Diameter General | Purpose Motor | 394.9 | Each
FA-D0396 | 71732224.MOTOR.3.3 DIA | 1/20 HP | 160.75 | Each
FA-D402 | 71213049 MOTOR 3.30" DIA | 1/60 HP 1 SPD | 151.7 | Each
FA-D410 | 71621821 MOTOR 3.30" DIA | 1/10HP 1 SPD | 507.85 | Each
FA-D419 | 71732176.MOTOR.3.3 DIA. | 1/20HP | 343 | Each
FA-D456 | 71216324 MOTOR 3.30" DIA | 1/15 HP 1 SPD | 435.3 | Each
FA-D469 | 71639101.MOTOR.3.30" DIA | 1/12HP 1SPD | 405.6 | Each
FA-D471 | 71637922.MOTOR.3.30" DIA | 1/20HP 1SPD | 348.75 | Each
FA-D514 | 71638064 MOTOR 3.30" DIA | 1/30HP 1SPD | 150.9 | Each
FA-D535 | 1/25HP Ventilation Motor | 115V 1550RPM 3Spd 1.5A | 246.5 | Each
FA-D540 | 71638075 MOTOR 3.30" DIA | 1/100HP 1 SPD 1500RPM | 175.6 | Each
FA-D0562 | 71732244.MOTOR.3.3 DIA. | 1/25HP | 199.5 | Each
FA-D671B | 71732168.MOTOR.3.3 DIA. | 1/15HP | 242.4 | Each
FA-D673 | 702112999X BLOWER 3.3DIA | 1/55HP 3000RPM 0.95A | 363.55 | Each
FA-D674 | 2SP 1/10-1/15 230V | 1500 RPM | 526.8 | Each
FA-D701 | 71263966R-8557PVA-A11U | MTR 5.63"DIA 1/2 HP 4SPD | 251.45 | Each
FA-D721 | 71260088R - 8857MVA-A14U | MTR 5.63"DIA 1/4HP 3SPD | 211.9 | Each
FA-D727 | 71260023R-8857MVA-A11U | MTR 5.63"DIA 1/3HP 3SPD | 219.3 | Each
FA-D728 | 71263962R - 8557QVS-A11U | MTR 5.63"DIA 3/4HP 3SPD | 281.95 | Each
FA-D729 | 71263967R-8857QVS-A13U | MTR 5.63"DIA 3/4HP 3SPD | 277.85 | Each
FA-D783 | 71240124R - 8854MVS-A11U | MTR 5.63"DIA 1/4 HP 1SPD | 366.85 | Each
FA-D827 | 1/8HP OEM Repl Mtr 115V | 700RPM 2.8A CWLE PSC | 626 | Each
FA-D906 | 71263563R-8856LTA-A16U | MOTOR 1/5HP 1SPD 5.63"D | 317.4 | Each
FA-D908 | 71261671R - 8856NTS-A11U | MTR 5.63"DIA 1/3HP 1SPD | 292.65 | Each
FA-D909 | 71261672R - 8856MTS-A12U | MTR 5.63"DIA 1/4HP 1SPD | 267.95 | Each
FA-D923 | 71261203R - 8557MVA-A12U | MTR 5.63"DIA 1/3HP 3SPD | 219.3 | Each
FA-D929 | 5KCP39PGWF94S MOTOR | 3/4HP 1SPD 5.63"DIA | 421.25 | Each
FA-D1028 | 71520099.MOTOR.5.00" DIA | 1/8 HP 1 SPD | 239.25 | Each
FA-D1037 | 71513496.MOTOR.5.00" DIA | 1/20HP 1SPD | 211.05 | Each
FA-D1055 | 1/12HP 5"DIA OEM MOTOR | 115-127V 1375RPM 3SPD | 426.95 | Each
FA-D1101 | 71634259.MOTOR.3.30" DIA | 1/20 HP 1SPD | 182.2 | Each
FA-D1103 | 71634346.MOTOR.3.30" DIA | 1/20 HP 1SPD | 134.4 | Each
FA-D1107 | 1/10HP 1550RPM 1SPD | 115V | 354.5 | Each
FA-D1109 | 71639363.MOTOR.3.30" DIA | 1/100 HP 1 SPD | 122.05 | Each
FA-D1120 | 71731617.MOTOR.3.30" DIA | 1/20 HP 1SPD | 231.65 | Each
FA-D1124 | 71635754.MOTOR.3.30" DIA | 1/20 HP 1SPD | 124.5 | Each
FA-D1126 | 71635755.MOTOR.3.30" DIA | 1/15 HP.1 SPD. | 124.5 | Each
FA-D1127 | 71903026.MOTOR.3.30" DIA | 1/12HP 1 SPD 115/230V. | 197.85 | Each
FA-D1140 | 71902354 - 1/10 HP MOTOR |  | 636.45 | Each
FA-D1141 | 1/15-1/25-1/35HP Mtr | 115V 1000RPM | 577.9 | Each
FA-D1144 | 3.3 DIA 1/25 HP 3 SPD |  | 442.7 | Each
FA-D1164 | 71636478.MOTOR.3.30" DIA | 1/25 HP.1 SPD | 190.45 | Each
FA-D1182 | 1/16HP 3.3" OEM Repl Mtr | 208-230V, 3450RPM, OAO | 536.7 | Each
FA-D1189 | 71639844 - 1/20 HP MOTOR |  | 347.1 | Each
FA-D1246 | 71086780 - 1/15 HP MOTOR |  | 439.4 | Each
FA-D7908 | 8856NTA-A14U.MOTOR.5.63" | DIA 1/3HP 1SPD | 257.2 | Each
FA-D7909 | 71264894R-8856MTA-A12U | MTR 5.63"DIA 1/4HP 1SPD | 235.8 | Each
DMB-1 | Mtr. | BrcktFix Lug Assy37377 | 55.7 | Each
DMB-2 | Mtr. | BrcktAdj.Lug Assy37377 | 25 | Each
DMB-3 | Motor Mnt. | Flex Bract.5-1/2in | 66.2 | Each
EC-ECAF1616 | ELCO MOTOR | 3RGMU-90-50-2V 40101616 | 876.35 | Each
EC-ECKIT01 | EXTENDED SHAFT KIT | NU SERIES | 10.8 | Each
EE-ECM5408 | ECM 1/15 HP, 115-230VOLT |  | 196.2 | Each
EE-ECM5411 | ECM 4 TO 25 WATTS | 115-230 VOLT | 143.9 | Each
ECR01-9W | ECM Refrig Motor | 115V 60Hz 9W | 120 | Each
ECR01-12W | ECM Refrig Motor | 115V 60Hz 12W | 120 | Each
ECR92PJA12 | 9-16 Watt ECM 120V 0.34A | Motor | 156.85 | Each
EC-ECR182501 | ELCO MOTOR | ECR182501 | 455.05 | Each
EC-EUBKT01 | BRACKET ADAPTER KIT | FOR USA STYLE EC-MOTORS | 20.65 | Each
EC-FC-1893 | FAN COIL MOTOR |  | 767.8 | Each
EC-FC-1895 | 1/4 HP 115V 3.8A 1550RPM | 1/4HP W/CAP | 1119.8 | Each
FA-FM55 | MOUNT BRACKET KIT |  | 40.45 | Each
FA-FM554 | 4 WING FLEX MOUNT | BRACKET | 89.05 | Each
FA-GA447 | ECM Tester A447.TECMATE |  | 318.25 | Each
85-GEFM-1 | EVAPORATOR FAN MOTORS |  | 76.3 | Each
FA-H130A | .CONTACTOR.1 POLE. |  | 28.1 | Each
FA-H230A | .CONTACTOR.2 POLE.. |  | 29.7 | Each
FA-H230B | .CONTACTOR.2 POLE.. |  | 29.7 | Each
FA-H230C | .CONTACTOR.2 POLE.. |  | 28.9 | Each
FA-H240A | .CONTACTOR.2 POLE. |  | 49.5 | Each
FA-H240C | .CONTACTOR.2 POLE. |  | 49.5 | Each
FA-H330A | .CONTACTOR.3 POLE. |  | 56.9 | Each
FA-H330B | .CONTACTOR.3 POLE. |  | 56.9 | Each
FA-H340A | .CONTACTOR.3 POLE. |  | 75.05 | Each
FA-H340B | .CONTACTOR.3 POLE. |  | 75.05 | Each
FA-H340C | .CONTACTOR.3 POLE. |  | 75.05 | Each
FA-H360C | .CONTACTOR.3 POLE. |  | 168.2 | Each
EC-HE0147 | ECM 12W 115V 1450 RPM | EDA12153UC0147 | 210 | Each
EC-HE0170 | ECM-12WATT 115V 1450 RPM | 18A | 308.65 | Each
EC-HE0176 | ECM 15 WATT 115U 1600RPM |  | 177 | Each
EC-HE0182 | ECM-10WATT 115V 1550 RPM | 19A | 190.75 | Each
FA-HG701 | HG701 1/4HP 1725RPM | 115V BF | 181.4 | Each
FA-HG715 | 1/2-1/6,1725/1140,DP,56Z | 1/60/115 | 629.3 | Each
FA-K109 | 71581186.C-FRAME..1/75HP | 1SPD | 107.2 | Each
FA-K612 | 71581187.C-FRAME..1/65HP | 1 SPD | 110.5 | Each
FA-LM34068 | 2HP 1800RPM 575V 3PH | 60HZ | 1333.25 | Each
EC-M58KIT | 1 WATT 230 VOLT MOTOR | KIT | 181.4 | Each
EC-MA-7004 | MAKE UP AIR UNIT MOTOR |  | 372 | Each
FA-MD5411S | 4-20 Watt, 115/230 V | REV | 189.65 | Each
FA-MD5469 | 4-20 Watt, 115/230 V | 355 CFM | 236.35 | Each
FA-MD5470 | 4-20 Watt, 115/230 V | 355 CFM | 244.6 | Each
FA-MD5471 | 4-20 Watt, 115/230 V | 390 CFM | 244.6 | Each
FA-MNT1518 | 00611518.ASSY. |  | 13.25 | Each
EC-NET2T04PUN303 | 4W 115V 0.4A 1550RPM | 1/185HP 3P/PLUG | 42.4 | Each
EC-NET2T09PUN307 | 9W 115V 0.58A 1550RPM | 1/83HP 3P/PLUG | 46.35 | Each
EC-NET3B34PUN201 | 34W 230V 0.8A 1550RPM | 1/20HP 2P/PLUG | 61.05 | Each
R1-R101 | .90 AMP 115V CWOSE |  | 108.8 | Each
R1-R101L | .90 AMP 115V CW BRACKET |  | 121.15 | Each
R1-R103 | .90 AMP 115V CCWOSE |  | 115.65 | Each
R1-R108 | 1/95HP 115V 1550RPM | 0.55A CCW | 167.85 | Each
R1-R114 | .35 AMP 115V CWOSE |  | 130.6 | Each
R1-R122 | 1/60HP 230V 1550RPM | 0.35A CW | 161.5 | Each
R1-R123 | .60 AMP 115V CWOSE |  | 186.55 | Each
R1-R124 | 1/20HP 115V 1550RPM | 1.55A CCW | 162.25 | Each
R1-R125 | .75 AMP 240V CCWOSE |  | 162.35 | Each
R1-R127 | .75 AMP T.E. 120V |  | 104.15 | Each
R1-R128 | .40AMP 115V CWOSE |  | 111.85 | Each
R3-R130 | .85AMP 240V CWOSE |  | 149.4 | Each
R1-R137 | .55 AMP 115 CWOSE |  | 150.5 | Each
T2-R182 | 1/3 HP 115V S/B |  | 558.45 | Each
T2-R183 | 1/3HP 115V E/R |  | 529.6 | Each
O6-R201 | .90 AMP 115V CWOSE |  | 102.75 | Each
O6-R202 | NUTONE 81478,82879 |  | 149.35 | Each
O6-R203 | 1/70HP 115V 1600RPM | 0.80A CCW | 89.05 | Each
O6-R206 | .56 AMP 115V CWOSE |  | 101.2 | Each
O6-R207 | 1/70HP 115V 1600RPM | 0.80A CW | 87.45 | Each
O6-R209 | .85 AMP 115V CWOSE |  | 103.4 | Each
O6-R210 | .40 AMP 240V CCWOSE |  | 101.15 | Each
O6-R212 | .55 AMP 240V CCWOSE |  | 134.15 | Each
O6-R213 | 1/25HP 115V 1550RPM | 1.40A CCW | 140.15 | Each
O6-R214 | NO LONGER AVAILABLE | .80 AMP 115V CWOSE | 95.85 | Each
O6-R215 | .22 AMP 240V CCWOSE |  | 105.2 | Each
O6-R217 | .45 AMP 240V CWOSE |  | 100.6 | Each
O6-R218 | 1.2AMP 120V 1550RPM CCW |  | 181.75 | Each
O6-R219 | 1.60 AMP 115V CWOSE |  | 134.5 | Each
O6-R220 | 1.80 AMP 115V CCWOSE |  | 133.7 | Each
O6-R222 | 1/75HP 115V 1600RPM | 0.72A CCW | 89 | Each
O6-R223 | 1/50HP 1550 RPM 115V CCW |  | 93.35 | Each
O6-R224 | 1/50 HP 1550 RPM 115V CC |  | 96.85 | Each
O6-R231 | .70AMP 115V CWOSE |  | 140 | Each
O6-R255 | 1/55HP 115V .60AMP. |  | 417.95 | Each
O6-R260 | REVERSO MOTOR B60 |  | 91.2 | Each
O6-R262 | 1/40HP 115V 1550RPM 1.00 | A CW REVERSO MOTOR B100 | 91.75 | Each
O6-R264 | 1/60HP 120V 1100RPM 0.95 | A CW REVERSO MOTOR QK100 | 94.15 | Each
O6-R265 | REVERSO MOTOR QB100 |  | 87.5 | Each
O6-R266 | REVERSO MOTOR BK100 |  | 122.05 | Each
O6-R267 | REVERSO MOTOR BB100 |  | 92.65 | Each
R3-R302 | .20 AMP 240V CWOSE |  | 97.4 | Each
R2-R303 | 1.50 AMP 115V CCWOSE |  | 162.65 | Each
R3-R304 | .85 AMP 115V CWOSE |  | 130.65 | Each
R3-R305 | .80 AMP 115V CWOSE |  | 98.95 | Each
R3-R307 | 1.10 AMP 115V CCWOSE |  | 200.75 | Each
R3-R308 | .7 AMP 1550 RPM 115V CCW |  | 123.3 | Each
R3-R309 | SUB 40121 | .7 AMP 1550 RPM 115V CW | 123.6 | Each
R3-R311 | NUTONE 81176 |  | 115.1 | Each
R3-R313 | 1/15 HP 2.10 A CCW 115V |  | 181.05 | Each
R3-R314 | .82 AMP 240V CCWOSE |  | 149.3 | Each
R3-R315 | NUTONE 82598 & 82599 |  | 126.9 | Each
R3-R316 | 1550 RPM 1.4 AMP 5/16 X | 1.4 CCW BALL BRG. | 89.15 | Each
R3-R317 | 1/65 HP 120V 1550RPM CCW |  | 111.95 | Each
R3-R319 | .90 AMP 115V CCWOSE |  | 91.55 | Each
R3-R320 | .45AMP 115V CW 1550 RPM |  | 158.65 | Each
R3-R322 | .90 AMP 120V 1550 RPM |  | 195.8 | Each
R3-R326 | .50AMP 115V CWOSE |  | 161.6 | Each
R3-R336 | 1.5A 115V 1550 RPM |  | 130.65 | Each
R3-R340 | .85 AMP 240V CCWOSE |  | 168 | Each
R3-R343 | .027HP 115V 1550 RPM | 2 SPD 1.4A | 594.65 | Each
R3-R346 | .275HP 115V 1550 RPM | 2 SPD 3.6A | 672.3 | Each
R3-R348 | 1/15HP 115V 1550RPM PSC |  | 354.95 | Each
R3-R355 | NUTONE 81918 |  | 178.15 | Each
R3-R356 | 1/20 HP 1550 RPM 115V CC |  | 143.8 | Each
R3-R357 | 1/20HP 115V 1500RPM | 1.75A CW | 165.35 | Each
R3-R358 | 2.00 AMP 115V CCWOSE |  | 111.5 | Each
R3-R359 | 1.00 AMP 240V CCWOSE |  | 112.3 | Each
R3-R360 | KEEPRITE 504249 |  | 94.8 | Each
R3-R363 | 1/40 HP 1550 RPM 115V CW |  | 154.45 | Each
R3-R366 | 115V 1.68 AMP 1630/3SPD |  | 678.6 | Each
R3-R368 | 1/20HP 115V 1550 1.7AMP |  | 111.05 | Each
R3-R369 | 1/20HP 208/230V 1550 .9A |  | 112.6 | Each
R3-R370 | KEEPRITE 501899 |  | 236.1 | Each
R3-R371 | KEEPRITE 501909 |  | 236.1 | Each
R3-R373 | 1/18HP 115V 1400RPM |  | 308 | Each
R3-R374 | 1/12 HP 115V 1550 RPM | 2 SPD 1.5A | 898.65 | Each
R3-R376 | 1/25-1/50HP 115V 1.6A | CCW 1550 RPM BALL BEARIN | 212.15 | Each
R3-R384 | MOTOR | 8840011 | 148.65 | Each
R3-R385 | 3.3" Dia 115V 1.1A | 1550RPM CW 3SPD | 151.1 | Each
O6-R401 | .40 AMP 115V CCWOSE |  | 111.9 | Each
O1-R408 | .60 AMP 115V |  | 101.4 | Each
R2-R410 | .35 AMP 115V CWOSE |  | 141.85 | Each
R2-R419 | 3.3" DIA 1/8 HP 115V | 1/3000 1.8A REV BALL | 191.45 | Each
R2-R422 | 115V 2.89AMP 1680/3SPD |  | 830 | Each
O1-R425 | 1/40 2SPD 3000RPM 115V |  | 101.45 | Each
R2-R438 | 115V 1.03AMP 1600/2SPD | CW | 679.65 | Each
R2-R450 | 1.35 AMP 115V CCWOSE |  | 410.35 | Each
R2-R462 | .90 AMP 115V 3SPD D/S |  | 480.75 | Each
O1-R467 | 1.3 AMP 120V 1550 RPM |  | 165.55 | Each
O1-R470 | 1.50AMP 120V 1550RPM DBL |  | 150.05 | Each
R2-R480 | WESTCAN HTR MOTOR |  | 227 | Each
R2-R485 | 1/15 HP 230V 1550 RPM |  | 163.65 | Each
HM-R489 | .72A 115V D/S ELMIRA |  | 149 | Each
O6-R506 | .50 AMP 115V CWOSE |  | 92.3 | Each
O1-R510 | 1.10 AMP 115V |  | 139.65 | Each
O6-R511 | .35AMP 230V CWOSE |  | 117.5 | Each
O6-R512 | .65 AMP 115V CWOSE |  | 120.15 | Each
O1-R569 | 1/10 HP 115/230V 1.1AMP | 3250 RPM CCW | 114.7 | Each
T1-R601 | 1/80HP 115V 3000RPM 0.66 | A | 66.55 | Each
T1-R602 | 0.5A, 120V 0.65STK SP | TE 18"LDS 1.4×3/16" SFT | 55 | Each
T1-R603 | .58 AMP 115V CWOSE |  | 50 | Each
T1-R604 | 1/85HP 115V 2700RPM 1.0A | CWOSE | 58.35 | Each
T1-R605 | 1/55HP 115V 2800RPM 1.0A | CWOSE | 49.25 | Each
T1-R606 | .50A 120V | FAN MOTOR | 65.25 | Each
T1-R607 | 1/50HP 120V 2300RPM 1.3A | FAN MOTOR | 71.85 | Each
T1-R610 | .91 AMP 120V CWOSE |  | 81.9 | Each
T1-R611 | .54AMP 115V CWOSE |  | 80.2 | Each
T1-R613 | .56AMP 120V CCWOSE |  | 63.55 | Each
T1-R617 | 1/285HP 208/230V 1900RPM | 0.22A CCWOSE | 64.5 | Each
T1-R621 |  | .42AMP 115V SKELETON | 55 | Each
T1-R630 | REVERSO MOTOR EB50 |  | 87.8 | Each
T1-R670 | 1/125HP 115V 3000RPM 0.5 | 0A CCW 3/16 X 1.40SFT | 67.35 | Each
T1-R673 | 0.4/0.6A 115V 2/3000 CW | 1/110HP 3/16" X 1.25"SFT | 78.3 | Each
T1-R684 | 120V 1.2AMP 3000RPM |  | 94.15 | Each
M4-R740 | 1/6HP 240V 1050/2SPD |  | 296.6 | Each
M4-R741 | 1/5HP 1075RPM 1.35A CWLE |  | 510.35 | Each
M4-R742 | 1/10HP 115V 3SP 1.35A PC |  | 372.45 | Each
M4-R747 | 1/3HP 1625RPM 2.3A PSC |  | 543.3 | Each
M4-R749 | 1/4 HP 3 SPD 1075 230V |  | 719.75 | Each
M1-R770 | 1/5HP 240V 1050/3SPD |  | 373.4 | Each
M1-R785 | KEEPRITE 128577 |  | 277.35 | Each
M4-R799 |  | 1/8 HP 115V 3.0 AMP 1000 | 143.75 | Each
T5-R839 | 1/6 HP 1725 RPM 115V |  | 311.7 | Each
T5-R840 | 1/4 HP 1 SPD BELTED FAN |  | 261.4 | Each
T5-R841 | 1/3 HP 1 SPD BELTED FAN |  | 280.35 | Each
M1-R860 | 3/4 HP 1 SPD 1075 208/23 |  | 722.5 | Each
T5-R939 | 1/6 HP 1140 RPM BALL BRG | 115/208/230 | 497.4 | Each
T5-R940 | 1/4 HP 1140 RPM BALL BRG |  | 662.25 | Each
M4-R1006 | 1/12 HP 208/240 1050 | EVCON | 420.5 | Each
T1-R1014 | .7A 115V 3000RPM CWOSE |  | 104.5 | Each
M4-R1050 | 1/8 HP 230V 1550 RPM |  | 358.65 | Each
R3-R1052 | 2.00 AMP 115V CCWOSE |  | 163.1 | Each
R3-R1053 | 1.00 AMP 240V CCWOSE |  | 144 | Each
O6-R1164 | 1/25 HP 115/230V 1550 RP |  | 143.75 | Each
O4-R1211 | 2 WATT REFRIGERATION MTR |  | 110.35 | Each
CP-R1310 | 1/8 HP 115V 1725 RPM |  | 561.25 | Each
CP-R1311 | 1/12HP 115V 1725RPM |  | 389.7 | Each
CP-R1340 | 1/12HP 1725 115V ODP CIR |  | 302.95 | Each
CP-R1342 | 1/6HP 1725 115V ODP CIRC |  | 418.1 | Each
CP-R1344 | 1/4HP 1725 115V ODP CIRC |  | 348.45 | Each
CP-R1346 | 1/3HP 1725 115V ODP CIRC |  | 372.85 | Each
CP-R1350 | 1/12HP 1725 115V CCW BRK |  | 383.55 | Each
CP-R1351 | 1/6HP 1725 115V SHORT | BASE CIRC | 462.55 | Each
CP-R1352 | 1/6HP 1725 115V CCW BRKT |  | 445.75 | Each
CP-R1354 | 1/4HP 1725 115V CCW BRKT |  | 395.65 | Each
CP-R1356 | 1/3HP 1725 115V CCW BRKT |  | 456.6 | Each
CP-R1359 | 1/2HP 1725 115/230V CIRC |  | 708.85 | Each
CP-R1361 | 1 HP 115/230V |  | 1037.25 | Each
CP-R1362 | 3/4HP 1X2V "C"FLANGE 1/P |  | 1084.55 | Each
CP-R1363 | 1 HP 1X2 "C"FLANGE 1/PH |  | 1032.2 | Each
CP-R1370 | 3/4HP 2X4V "C"FLANGE 3/P |  | 732 | Each
CP-R1371 | 1 HP 2X4V "C"FLANGE 3/PH |  | 752.55 | Each
CP-R1372 | 3/4HP 575V "C"FLANGE 3/P |  | 863.95 | Each
CP-R1373 | 1 HP 575V "C"FLANGE 3/PH |  | 923.85 | Each
CP-R1375 | 1-1/2 575 1725 |  | 983.95 | Each
CP-R1444 | 1/4HP 115V 1PH RES MOUNT |  | 443.95 | Each
CP-R1446 | 1/3HP 115V 1PH RES MOUNT |  | 443.15 | Each
CP-R1459 | 1/2HP 115/208/230 VOLT | 1PH RES MOUNT | 704.8 | Each
CP-R1462 | NO LONGER AVAILABLE | 3/4HP 115/230V 1PH | 654.15 | Each
CP-R1463 | 1HP 115/230V 1PH RE MOUN |  | 809.1 | Each
CP-R1470 | NO LONGER AVAILABLE | 3/4HP 230/460V 3PH RES M | 627.2 | Each
CP-R1471 | 1HP 230/460V 3PH RES MT |  | 1085.5 | Each
CP-R1472 | 3/4HP 575V 3PH RES MOUNT |  | 780.7 | Each
CP-R1473 | 1HP 575V 3PH RES MOUNT |  | 856.3 | Each
T5-R1542 | 1/2 HP 1 SPD BELTED FAN |  | 354.55 | Each
O4-R2011 | 23W 115V CW |  | 517.6 | Each
O3-R2024 | 1/4HP 1725RPM 115/230V |  | 461.3 | Each
O3-R2034 | 1/3 HP 1725 RPM 115V |  | 326.4 | Each
O3-R2054 | 1/2 HP 1725 RPM 115/230V |  | 651.75 | Each
T4-R2097 | 1/8 HP 115V 3450 RPM |  | 265.55 | Each
M4-R2157 | 1/15 1/20 1/25 230V |  | 559.55 | Each
M4-R2189 | 1/10HP 120V 1.56A 3 SPD | 1100 RPM CW ECM B-BEARIN | 664.3 | Each
T4-R2213 | 1/2 HP 3450 115/208/230 |  | 402.95 | Each
M4-R2269 | 1/15HP 115V 2.4A 1050RPM |  | 545.55 | Each
M4-R2299 | O.E.M. UNILUX MOTOR |  | 391.15 | Each
T4-R2302 | 1/4 HP 115V 3450 RPM |  | 391.95 | Each
T4-R2305 | 1/3 HP 115/230V 3450 RPM |  | 394.7 | Each
T4-R2306 | 1/2 HP 115/230V 3450 RPM |  | 411.2 | Each
M4-R2324 | 1/12HP 1.4AMP 120V 1550 |  | 243.2 | Each
M4-R2326 | 1/7 HP 115V 1050 RPM |  | 360.3 | Each
M4-R2348 | 1/6 HP 115V 1050 RPM 4SP |  | 393.75 | Each
T2-R2360 | 1/15HP 1050RPM 3.3A 115V |  | 434.8 | Each
M4-R2362 | 1/10 4SPD 1075 115V CCW |  | 543.3 | Each
M4-R2372 | 1/20 HP 230V 1550 1.1 AM |  | 324.55 | Each
T2-R2380 | 1/8HP 1075RPM 3.2A CCW |  | 645 | Each
M4-R2381 | 1/10HP 230V 1075/4SPD |  | 469.95 | Each
M4-R2385 | 1/5HP 115V 1050RPM 3SPD |  | 361.65 | Each
M4-R2386 | 1/8HP 115V 1050RPM 3SPD |  | 408.15 | Each
M4-R2388 | 1/5 HP 230V 1075 RPM 1SP |  | 487.25 | Each
M4-R2390 | 1/5-1/-1/10HP 1075 115V |  | 504.6 | Each
M4-R2391 | 1/5-1/6-1/10HP 1075 230V |  | 510.35 | Each
M4-R2393 | 1/5 HP 115V 1050 RPM 1SP |  | 411.4 | Each
M4-R2394 | 1/5HP 5"Dia OEM Motor | 115V 1050RPM 6.6A | 310.1 | Each
M4-R2395 | 1/4 HP 115V 1025 RPM 3SP |  | 294.4 | Each
O4-R2511 | 25W 115V CW |  | 362.05 | Each
O4-R2512 | 25W 230V CW |  | 363.3 | Each
M4-R2580 | 1/6HP 115V 2.0AMP 3/1625 | RPM | 497.15 | Each
M4-R2601 | 1/15 HP 230V 1.3A | 1550 RPM CW | 322.4 | Each
M3-R2603 | 1/35HP. 1550RPM 4"DIA | CW | 285.8 | Each
M3-R2604 | 1/10HP 1550 RPM 4"DIA |  | 354.2 | Each
M4-R2605 | NO LONGER AVAILABLE | 1/12HP 115V 3A 1050RPM | 510.3 | Each
M4-R2622 | 1/6HP 115V 4/1550RPM 2.8 |  | 446.85 | Each
M4-R2626 | 1/5HP 115V 1050RPM 4SPD |  | 525.2 | Each
M4-R2627 | 1/5HP 1050 115V CCW |  | 417.2 | Each
M4-R2631 | 1/10 3SPD 1625 115V CCW |  | 488.9 | Each
M4-R2633 | 1/10HP 115V 1550RPM 3SPD |  | 508.7 | Each
M4-R2634 | 1/10HP 1050 RPM 5SPD 115 |  | 355.35 | Each
M4-R2635 | 1/10 HP 230V 1050/4SPD |  | 525.2 | Each
M4-R2636 | 1/10 3SPD 1550 115V CCW |  | 460.9 | Each
M4-R2637 | 1/10 3SPD 1550 230V CCW |  | 454.3 | Each
M4-R2640 | 1/5HP 208/230V 1625RPM 3 |  | 553.2 | Each
M4-R2645 | 1/4 HP 115V 1625 RPM 2SP |  | 423.8 | Each
M4-R2646 | 1/4HP 1075/3 115V DBL SF |  | 723.85 | Each
M4-R2648 | 1/6HP 115V 1550RPM 4SPD |  | 285.45 | Each
M3-R2657 | KEEPRITE 81335 |  | 395.35 | Each
M3-R2658 | KEEPRITE 81356 |  | 387.05 | Each
M4-R2691 | 1/5 HP 208/230V 1075 1.5 |  | 459.25 | Each
M4-R2693 | 1/10 HP 115V 5 SPD 1050 |  | 411.4 | Each
M4-R2722 | MULTHORSE,208-230V,42F | R,1/2"X3"SFT | 288.6 | Each
M4-R2723 | MULTHORSE,208-230V,42F | R,1/2"X3"SFT | 310.05 | Each
M4-R2724 | MULTHORSE,208-230V,42F | R,1/2"X3"SFT | 305.9 | Each
M3-R2863 | 1/10HP 115V 3.2A 1550RP |  | 278.75 | Each
T5-R2887 | 1/2 HP 1725 RPM BALL BRG |  | 428.4 | Each
T5-R2888 | 1/3 HP 1725 RPM BALL BRG |  | 337.45 | Each
T5-R2889 | 1/4 HP 1725 RPM BALL BRG |  | 315.2 | Each
T5-R2890 | 1/6 HP 1725 RPM 115V |  | 367.95 | Each
M4-R2905 | 1/25HP 115V 1050RPM 3SPD | BALL BEARING, BULK PKG | 165.35 | Each
M4-R2930 | 1/10 HP 115/230V 1050RPM | CCW | 411.4 | Each
M4-R2932 | 1/10 HP 115/230V 1550RPM | CW | 391.65 | Each
M4-R2937 | 1/20HP 115V 1100RPM 3SPD | BALL BEARING, BULK PKG | 179.5 | Each
M4-R2940 | 1/10 HP 115/230V 1050RPM | CW | 316.6 | Each
M4-R2942 | 1/10 HP 115/230V 1550RPM | CCW | 391.65 | Each
R4-R3001 | 1/3HP 1625RPM 208/230 CW |  | 569.45 | Each
R4-R3006 | 1/6 HP 208/230V 1SPD 162 |  | 377.9 | Each
R4-R3007 | 1/3 HP 208/230V 1SPD 107 |  | 278.05 | Each
R4-R3042 | 1/4 HP 230V 1 SPD 1625 |  | 399.9 | Each
R4-R3047 | 1/4 HP 230V 1625 RPM CW |  | 519.95 | Each
R4-R3067 | 1 HP 208/230V 1075 1SPD |  | 951.05 | Each
T4-R3083 | 1/7 HP 3450 RPM OIL BURN |  | 332.45 | Each
T1-R3100 | 1/145 120V 3000RPM 0.60A |  | 58.55 | Each
T1-R3101 | VENT MOTOR |  | 70 | Each
T1-R3103 | VENT MOTOR |  | 84.6 | Each
T4-R3105 | 1/2 HP 3450 RPM 115/230V | 7.3 AMP | 445.5 | Each
R4-R3124 | 1/3 HP 208/230V 2.60A |  | 569.4 | Each
T4-R3172 | 3/4 HP 3450 RPM 115/208- | 230V 10.0 AMP | 511.45 | Each
T4-R3202 | 1/7 HP 3450 RPM 115V | 2.9 AMP | 172.65 | Each
M4-R3206 | 1/40HP 115V 1050RPM 1.1A |  | 411.4 | Each
T4-R3234 | 1/3 HP 1725 RPM 115V | 4.3 AMP | 391.9 | Each
T4-R3250 | 1/6 HP 1725 RPM OIL BURN |  | 413.75 | Each
T4-R3251 | 1/6 HP 115V 3450 RPM |  | 224.65 | Each
T4-R3252 | 1/6 HP 1725 RPM 115V | 3.2 AMP | 244.6 | Each
T4-R3267 | 1/2 HP 3450 RPM 115/230V | 6.2 AMP | 445.5 | Each
T4-R3268 | 1/3 HP 3450 RPM 115/230V | 4.2 AMP | 401.25 | Each
T1-R3500 | 1/200 0.40A 115V 1/3000 | CCW, 7/32 X 2.3SFT, 9.4P | 36 | Each
O4-R3511 | 35W 115V CW |  | 369.4 | Each
O4-R3512 | 35W 230V CW |  | 369.25 | Each
O4-R3522 | 35W 230V CCW |  | 367.3 | Each
O4-R3531 | 35W 115V CW |  | 384.05 | Each
T1-R3549 | 1/115HP 115V 3000RPM | 0.60 A | 50 | Each
T1-R3552 | 1/55 0.65A 115V 1/3000 | CW 7/32X1.22SFT, 9.4PLG | 45 | Each
T1-R3553 | 1/70 0.70A 115V 1/3000 | CW7 /32X1.80SFT, 10.6LDS | 45 | Each
T1-R3555 | 1/80HP 115V 3000RPM 0.85 | A CW 7/32X2.40SFT 9.4PLG | 50 | Each
T4-R3579 | 1/4 HP 1725 RPM OIL BURN |  | 351.2 | Each
O4-R3612 | 35W 230V CW |  | 432 | Each
T1-R3670 | 1/150 115/230V 3000RPM | 0.40/0.20A | 79.65 | Each
M4-R3747 | 1/7 HP 115V 1550 RPM | 3 SPD 2.5A | 635.4 | Each
M4-R3748 | 1/6 HP 115V 1550 RPM | 3 SPD 2.1A | 646.35 | Each
T5-R3957 | 1/2 HP 1725 RPM 115V |  | 397.45 | Each
T5-R3958 | 3/4 HP 1725 RPM 115V |  | 493.65 | Each
M4-R3975 | 1/20HP 115V 1045RPM 2.3A |  | 473.25 | Each
T5-R4114 | 1/2 HP 1725 RPM 208/230V |  | 419.45 | Each
O3-R4119 | .60 AMP 115V CCWOSE |  | 240.15 | Each
T4-R4782 | 1/8 HP 1725 RPM 115V | 2.5 AMP | 203.3 | Each
T4-R4788 | 1/3 HP 3450 RPM 115/230V | 5.2 AMP | 429.85 | Each
O4-R5011 | 50W 115V CW |  | 417.1 | Each
O4-R5012 | 50W 230V CW |  | 416.4 | Each
O4-R5021 | 50W 115V CCW |  | 417.5 | Each
O4-R5022 | 50W 230V CCW |  | 416.65 | Each
O4-R5031 | 50W 115V CW |  | 410.95 | Each
O4-R5032 | 50W 208-230V CW |  | 411.8 | Each
O4-R5109 | 2W 115V CW ALUMINUM |  | 75.2 | Each
O4-R5112 | 50W 230V CW |  | 449.1 | Each
O4-R5122 | 50W 230V CCW |  | 448.95 | Each
O4-R5211 | 4W 115V CW |  | 136.1 | Each
O4-R5212 | 4W 115V CCW |  | 150.3 | Each
O4-R5221 | 4W 230V CW |  | 158.5 | Each
O4-R5222 | 4W 230V CCW |  | 158.5 | Each
O4-R5311 | 6W 115V CW |  | 173 | Each
O4-R5312 | 6W 115V CCW |  | 177.7 | Each
O4-R5411 | 9W 115V CW |  | 196.95 | Each
O4-R5412 | 9W 115V CCW |  | 174.55 | Each
O4-R5421 | 9W 230V CW |  | 196 | Each
O4-R5422 | 9W 230V CCW |  | 185.65 | Each
O4-R5443 | 9W 115V 1650 RPM ECM | UNIT BEARING | 415.8 | Each
O4-R5444 | 16W 115V 1850 RPM ECM | UNIT BEARING | 450.35 | Each
O4-R5460 | 50W 460V CW |  | 756.9 | Each
O4-R5472 | 58 MM FAN PACK 115V .30A | 1650RPM CW | 482.25 | Each
O4-R5611 | 9W 115V CW |  | 221.8 | Each
O4-R5612 | 9W 115V CCW |  | 211.85 | Each
O4-R5711 | 15W 115V .37AMP CW PSC |  | 525.5 | Each
O4-R5715 | 12W 115V .37AMP CW PSC |  | 525.95 | Each
O4-R5716 | 16 W 115V CW PSC |  | 437.35 | Each
O4-R5730 | 9W 115V 1600RPM PSC | UNIT BEARING MTR | 296.1 | Each
O4-R5811 | 16W 115V CW |  | 229.9 | Each
O4-R5812 | 16W 115V CCW |  | 229.9 | Each
O4-R5821 | 16W 230V CW |  | 228.8 | Each
O4-R5822 | 16W 230V CCW |  | 228.8 | Each
T4-R5866 | 1/7 HP 3450 RPM 115V | 2.5 AMP | 333.55 | Each
O4-R5911 | 5W 115V CW |  | 200.7 | Each
T4-R6102 | 1/8 HP 1725 RPM OIL BURN |  | 272.65 | Each
O3-R6203 | .60 AMP 115V CWOSE |  | 248.4 | Each
O3-R6204 | 1.10 AMP 115V CCWOSE |  | 259.25 | Each
O3-R6206 | 50 WATT 115 VOLT |  | 404 | Each
O3-R6209 | 15 WATT 115V 9.0" SHAFT |  | 438.7 | Each
O4-R6247 | 5W 115V CW |  | 160.5 | Each
O4-R6360 | 1/15HP 208/230V .77A ECM |  | 427.65 | Each
O4-R6365 | 1/15HP 208/230V .77A | 1550 RPM CCW ECM UNIT BE | 513.3 | Each
O4-R6370 | 1/10HP 115V 1550 | RPM CCW ECM UNIT BEARING | 551.45 | Each
O4-R6375 | 1/10HP 115V 1550 | RPM CW ECM UNIT BEARING | 551.45 | Each
O4-R6380 | 1/10HP 230V 1550 | RPM CCW ECM UNIT BEARING | 568.7 | Each
O4-R6385 | 1/10HP 230V 1550 | RPM CW ECM UNIT BEARING | 568.55 | Each
O4-R6711 | 6-12W,1550RPM,13" | HUSSMAN/KYSOR PLUG | 437.45 | Each
O4-R6712 | 6-12W,1550RPM,13" 230V | HUSSMAN/KYSOR PLUG | 505.95 | Each
M4-R6920 | 1/15 HP 1 SPD 1050 115V |  | 319.6 | Each
O4-R8125 | 50W 230V CCW |  | 425.95 | Each
T5-R8163 | 1/2 HP 1725 RPM 230V |  | 408.45 | Each
T5-R8234 | 1/3 HP 115 V 1725/1140 | RPM 6.7 AMP SLEEVE | 466.15 | Each
T5-R8402 | 1/4 HP 1725 RPM 230V |  | 210.6 | Each
O4-R9211 | 13W 115V .47A 1725 RPM | CW ECM UNIT BEARING | 416.1 | Each
T2-R12177 | 1/6HP 115V 1075RPM |  | 481.8 | Each
T2-R12486 | 1/4HP 115V 1075RPM |  | 543.65 | Each
T2-R12586 | BALL BEARING T2-R12486 |  | 519.7 | Each
T2-R12682 | 1/3 HP 115V 1075 RPM |  | 493.3 | Each
T2-R12686 | 1/4 HP 115V 1075 RPM |  | 293 | Each
T2-R12834 | BALL BEARING T2-R12177 |  | 477.65 | Each
T2-R12835 | 1/6 HP 115V 1625 BALL |  | 376.55 | Each
T4-R21805U | BECKETT OIL BURNER MOTOR |  | 171 | Each
M2-R22000 | 1/5 HP 208/230V 1050 RPM | 2 SPD 1.30 AMP | 228.2 | Each
M2-R22011 | 1/3HP 208/230V 1075/2SPD |  | 219.9 | Each
M2-R22012 | 1/3HP 208/230V 1075/2SPD |  | 434.5 | Each
M2-R22015 | 1/3HP 208/230V 1075/2SPD |  | 537.55 | Each
M2-R22016 | 1/2HP 208/240V 1075/2SPD |  | 622.45 | Each
M2-R22019 | 1/6 HP 208/230V 1075 2SP |  | 482.3 | Each
M2-R22152 | 1/5HP 208/230V 1050/2SP |  | 516.95 | Each
M2-R22168 | 3/4 HP 208/230V 1075 1SP |  | 369.4 | Each
M2-R22170 | 1/5 HP 208/230V 1075 1SP |  | 311.7 | Each
M2-R22175 | 1/3HP 208/230V 1075RPM | SLEEVE BEARING | 284.45 | Each
M2-R22184 | 1/6HP 208/230V 1075/SS |  | 256.45 | Each
M2-R22187 | 1/2HP 208/230V 1075 RPM |  | 311.7 | Each
M2-R22245 | 1/2 HP 208/230V 825 RPM |  | 591.95 | Each
M2-R22345 | 1/3 HP 208/230V 825 RPM |  | 493.05 | Each
M2-R22401 | 1/3-1/6 208/230 1.0-2.0A | 1075 SLEEVE .5X6.5"SFT | 221.05 | Each
M2-R22402 | 1/3-1/6 208/230 1.0-2.0A | 1075 BALL .5X6.5"SFT | 185.35 | Each
M2-R22403 | 1/3-1/8 HP 208/230V 2.1A | 825 RPM SLEEVE | 344.15 | Each
M2-R22404 | 1/3-1/8 HP 208/230V 2.1A | 825 RPM BALL | 205.75 | Each
M2-R22405 | 1/8-1/15 HP 208-230V | 0.8A 825 RPM SLEEVE | 315.35 | Each
M2-R22408 | 1/8-1/15 HP 208-230V | 0.8A 825 RPM BALL | 326.9 | Each
M2-R22410 | 1/3-1/8 HP 208-230V | 2.1A 825 RPM SLEEVE | 410.2 | Each
M2-R22412 | 1/3-1/8 HP 208-230V | 2.1A 825 RPM BALL | 418.4 | Each
M2-R22415 | 1/3-1/8 HP 460V | 1.0A 825 RPM BALL | 697.05 | Each
M2-R22418 | 1/8-1/15 HP 208-230V | 0.8A 1075 RPM SLEEVE | 272.5 | Each
M2-R22420 | 1/8-1/15 HP 208-230V | 0.8A 1075 RPM BALL | 283.95 | Each
M2-R22422 | 1/3-1/6 HP 208-230V | 2.0A 1075 RPM SLEEVE | 297.25 | Each
M2-R22425 | 1/3-1/6 HP 208-230V | 2.0A 1075 RPM BALL | 311.25 | Each
M2-R22428 | 1/3-1/6 HP 460V | 1.2A 1075 RPM BALL | 541.65 | Each
M2-R22430 | 1/2,1/5HP 208 - 230V | 2.5A, 825 RPM, BALL | 473.25 | Each
M2-R22432 | 1/4,1/6HP 230V CW/CCW |  | 367.55 | Each
M2-R22437 | 1/4HP 208/230V 1075RPM |  | 360.3 | Each
M2-R22438 | 1/2,1/5HP 460V, | 1.5A, 1075 RPM, BALL | 709.85 | Each
M2-R22450 | 1/4 HP 208/230V 1625 2SP |  | 689.25 | Each
M2-R22460 | 1/2 HP 208/230V 1625 2SP |  | 791.45 | Each
M2-R22465 | 1/10HP 825 208/230 .6AMP |  | 282.8 | Each
M2-R22470 | 1/8HP 825 208/230 .8AMP |  | 392.45 | Each
M2-R22472 | 1/6HP 825 208/230 1.6AMP |  | 419.65 | Each
M2-R22474 | 1/4HP 208/230V 825/2SPD |  | 564.75 | Each
M2-R22475 | 1/3HP 208/230V 825/2SPRP |  | 612.55 | Each
M2-R22532 | 1/6 HP 208/230V 1075 2SP |  | 493.05 | Each
M2-R22600 | 1/3-1/6HP 208/230V 1075 |  | 269.95 | Each
M2-R22601 | 1/6-1/3 208/230 1.0-1.9A | 825RPM BALL .5"X5"SFT | 330.95 | Each
M2-R22602 | 1/5-1/2 208/230 1.3-3.9A | 1075RPM BALL .5"X6"SFT | 314.45 | Each
M2-R22603 | 1/5-1/2 208/230 1.1-2.4A | 825RPM BALL .5"X6"SFT | 396.35 | Each
M2-R22605 | 1/3-1/6 208/230 1.5-2.8A | 1075RPM BALL .5X6"SFT | 245.75 | Each
M2-R22645 | 1/6 HP 208/230V 825 RPM |  | 408.15 | Each
M2-R22746 | 1/3HP 208/230V 1075/750R |  | 398.25 | Each
M2-R22755 | 3/4 HP 230V 1075 RPM 1SP |  | 369.4 | Each
M2-R23465 | 1/3-1/5H 208/230 2.8-1.7 | 1075RPM B/B 2 SPEED | 190.85 | Each
M2-R23468 | 1/2-1/4 208/230 3.9-1.6A | 1075RPM B/B 2 SPEED | 248.55 | Each
M2-R23469 | 1/3-1/5 208/230 1.9-1.2A | 825RPM B/B 2 SPEED | 207.3 | Each
M2-R30409 | 1/5 HP 208/230V 1550 RPM |  | 392.3 | Each
M2-R30900 | 1/2 HP 208/230V 1075 RPM |  | 365.3 | Each
M2-R31024 | 1/4 HP 208/230 1625 RPM | 1.4 AMP SLEEVE | 558.2 | Each
M2-R31065 | 1/4 HP 575V 1140 RPM .5A |  | 601.9 | Each
M2-R31703 | 1/3 HP 230V 1 SPD 1075 | BALL BEARING | 236.65 | Each
M2-R31705 | 1/2 HP 230V 1 SPD 1075 |  | 271.3 | Each
M2-R31706 | 3/4 HP 230V 1 SPD 1075 |  | 410.6 | Each
M2-R31710 | 1/4 HP 460V 1 SPD 1075 | MOTOR | 563.95 | Each
M2-R31712 | 1/3 HP 460V 1 SPD 1075 |  | 644.75 | Each
M2-R31716 | 3/4HP 460V 1 SPD 1075 TE |  | 469.7 | Each
M2-R31718 | 1/2 HP 460V 1050 RPM 1SP |  | 671.9 | Each
M2-R31862 | 1/4 HP 230V 1625RPM 1.90 | PSC CW | 493.05 | Each
M2-R31864 | 1/4 HP 460V 1625 RPM |  | 522.75 | Each
M2-R32040 | 3/4HP 208/230V 1075/750R |  | 371.2 | Each
M2-R32050 | 3/4HP 575V 1025/3SPD |  | 632.4 | Each
M2-R32050F | 3/4HP 575V 1025/3 BRAKET |  | 644.1 | Each
M2-R32051 | 3/4HP 460V 1025/3SPD |  | 516.95 | Each
M2-R32058 | 1HP 1100/3SPD 208/230V |  | 307.1 | Each
M2-R32097 | 1/4 HP 1 SPD 825 208/230 |  | 429.6 | Each
M2-R32117 | 1/3HP 825RPM 3.A PSC 230 |  | 633.2 | Each
M2-R32184 | 1/2HP 5.1AMP 208/230V 3S |  | 192.6 | Each
M2-R32241 | 1/2HP 208-230V 1075RPM |  | 860.7 | Each
R6-R32317 | 1/3HP 115V 825RPM 4.8AMP |  | 804.1 | Each
M2-R32400 | 1/2 HP 1 SPD 1075 460V |  | 401 | Each
M2-R32420 | 1/4 HP 1 SPD 1625 460V |  | 714 | Each
M2-R32424 | 1/3 HP 1 SPD 1075 RPM 46 |  | 340.55 | Each
M2-R32442 | 1/4 HP 230V 1075/2SP |  | 313.1 | Each
M2-R32445 | 1/4 HP 230V 1 SPD 825 RP |  | 448.5 | Each
M2-R32475 | 1/3HP 208/230V 1075 2SP |  | 504.2 | Each
M2-R32476 | 1/3HP 208/230V 825RPM |  | 509.55 | Each
M2-R32477 | 1/2HP 208/230V 825 RPM |  | 424.65 | Each
M2-R32511 | 1/2 HP 1 SPD 1100 208/23 |  | 395.25 | Each
M2-R32556 | 1/3HP 208/230V 1075/750R |  | 653.8 | Each
M2-R32557 | 1/2HP 208/230V 1075/2SP |  | 351.55 | Each
M2-R32642 | 1/6 HP 208/230V 2SPD 107 |  | 340.55 | Each
M2-R32702 | 1/4 HP 230V 1 SPD 1075 |  | 207.8 | Each
M2-R32703 | 1/3 HP 230V 1 SPD 1075 |  | 213.6 | Each
M2-R32705 | 1/2 HP 230V 1 SPD 1075 |  | 247.4 | Each
M2-R32706 | 3/4 HP 230V 1 SPD 1075 |  | 502.1 | Each
M2-R32710 | 1/4HP 460V 1625/2SP/RPM |  | 713.95 | Each
M2-R32712 | 1/3HP 460V 1075/750RPM |  | 496.75 | Each
M2-R32714 | 1/3HP 460V 825RPM |  | 811.25 | Each
M2-R32716 | 1/2HP 460V 1075/750RPM |  | 882.15 | Each
M2-R32720 | 3/4HP 460V 1075/750RPM |  | 991.75 | Each
M2-R32730 | 3/4HP 208/230V 1075/750R |  | 486.2 | Each
M2-R32735 | 1/2HP 208/230V 1075/750R |  | 244.55 | Each
M2-R32739 | 1/4HP 208/230V 1075/2SP |  | 255.4 | Each
M2-R32957 | 1/2HP 1100RPM 460V |  | 342.25 | Each
R6-R42006 | 1/4 HP 1 SPD 1075 208/23 |  | 270.5 | Each
R6-R42013 | 3/4HP 115V 1075/3SPD |  | 843.7 | Each
R6-R42016 | 3/4HP 115V 1625/3SPD |  | 419.95 | Each
R6-R42049 | 3/4HP 208/230V 1075/3SPD |  | 590.6 | Each
R6-R42132 | 1/3HP 208/230V 1075/3SP. |  | 354.85 | Each
R6-R42133 | 1/4HP 208/230V 1075/3SP |  | 332.6 | Each
R6-R42134 | 1/3HP 115V 1075/3SP.RPM |  | 340 | Each
M2-R42141 | 1HP 208/230/460V 1075RPM |  | 1399.85 | Each
R6-R42242 | 1 HP 3 SPD 1000 208/230V |  | 701.95 | Each
R6-R42249 | 1/2HP 208/230V 1075-3SP/ |  | 386.15 | Each
R6-R42257 | 3/4 HP 4 SPD 1075 208/23 |  | 418.9 | Each
R6-R42310 | 1/3HP 115V 1075/4SPD |  | 354 | Each
R6-R42319 | 1/3HP 115V 1075/3SP.RPM |  | 523.85 | Each
R6-R42349 | 1/3HP 208/230V 1075/3SP. |  | 354 | Each
R6-R42415 | 1/3HP 115V 1050RPM | 4SPD | 278 | Each
R6-R42416 | 1/4 HP 115V 1625 RPM 3SP |  | 332.6 | Each
R6-R42419 | 1/4HP 115V 1075-3SP |  | 498.3 | Each
M2-R42440 | 1/4HP 2SPD EARS CARRIER |  | 510.35 | Each
R6-R42441 | 1/4HP 208/230V 1050RPM |  | 410.05 | Each
R6-R42443 | 1/4HP 208/230V 1050RPM |  | 340.05 | Each
R6-R42449 | 1/4HP 208/230V 1075-3SP |  | 523.85 | Each
R6-R42464 | 1 HP 1075 RPM 208/230V |  | 452.55 | Each
R6-R42604 | 1/3 HP.1100R.P.M. 575 V |  | 348.25 | Each
R6-R42606 | 1/2 HP 1 SPD 1125 575V |  | 377.9 | Each
R6-R42607 | 3/4 HP 1 SPD 1075 575V |  | 416.65 | Each
R6-R42721 | 1/4HP 115V 1075/3SP |  | 329.3 | Each
R6-R42728 | 3/4HP 115V 1075/3SP/RPM |  | 574.1 | Each
R6-R42780 | 1/3HP 115V 1625.3SP.RPM |  | 368.05 | Each
R6-R42783 | 1/4 HP 1 SPD 1625 208/23 |  | 368.05 | Each
R6-R42784 | 1/2HP 208/230V 1625/3SPD |  | 626.9 | Each
R6-R42785 | 1/2HP 115V 1625/3SPD |  | 396.05 | Each
R6-R42800 | 1/2 HP 115V 1050 RPM 4SP |  | 649 | Each
R6-R42812 | 1 HP 115V 1075/3SPD |  | 459.55 | Each
R6-R42842 | 1 HP 208/230V 1075/3SPD |  | 459.55 | Each
R6-R42850 | 1 HP 460V 1075/3SPD |  | 990.4 | Each
R6-R43241 | 1/2HP 4.4AMP 208/230V PS |  | 184.9 | Each
R6-R43463 | 1/2-1/6HP 115V 7AMP 4SP | 1075RPM BALL BEARING | 215.55 | Each
R6-R43464 | 1/2-1/6HP 208-230V 3.9AM | 4SP 1075RPM SLVB | 215.55 | Each
R6-R43466 | 3/4-1/5HP 115V 9.1AMP | 4SP 1075RPM SLVB | 249.35 | Each
R6-R43467 | 3/4-1/5HP 208-230V 3.9AM | 4SP 1075RPM SLVB | 264.5 | Each
R6-R43596 | 1/2HP 1075/3SPD 277V |  | 330.95 | Each
R6-R43600 | 1/6 TO 1/2 HP 115V | 5/1075 SLEEVE .5x5"SFT | 256.8 | Each
R6-R43601 | 1/6 TO 1/2HP 230V | 5/1075 SLEEVE .5x5"SFT | 265 | Each
R6-R43602 | 1/5-3/4 115V 2.3-9.1A | 5/1075 BALL .5x5"SFT | 314.5 | Each
R6-R43603 | 1/5-3/4 208/230 2.0-3.9A | 5/1075 BALL .5x5"SFT | 322.75 | Each
R6-R43604 | 1/8 - 1/3 HP 208-230V | 4/825 SLEEVE | 358.45 | Each
R6-R46103 | ECM 1/3 HP 115 V 4.8 A | DIRECT DRIVE | 672.2 | Each
R6-R46105 | ECM 1/2 HP 115 V 6.8 A | DIRECT DRIVE | 749.7 | Each
R6-R46107 | ECM 3/4 HP 115 V 8.4 A | DIRECT DRIVE | 828.85 | Each
R6-R46110 | ECM 1 HP 115 V 10.9 A | DIRECT DRIVE | 1035.75 | Each
R6-R46205 | ECM 1/2 HP 208-230V 5SPD | DIRECT DRIVE | 748.55 | Each
R6-R49983 | 1/2 HP 208/230 2.70 A | 1725 RPM | 618.05 | Each
M1-R52102 | 1/3,1/4,1/6 208/230CW/ | CCW | 464.75 | Each
M1-R52105 | 1/8 HP 115V 1075 3 SPD |  | 482.1 | Each
M1-R52107 | 1/2,1/3,1/4 208/230CW/ | CCW | 543.9 | Each
M1-R52113 | 1/4,1/6,1/8 208/230CW/CC | CCW | 436.7 | Each
M1-R52118 | 1/6,1/8,1/10 208/230CW/ | CCW | 348.5 | Each
M1-R52126 | 1/6,1/8,1/10 115V CW/CCW |  | 472.2 | Each
M1-R52150 | 1/4 HP 208/230V 1025 3SP |  | 685.7 | Each
M1-R52170 | 1/4 HP 1725 RPM 208/230V |  | 497.7 | Each
M1-R52287 | 1/3 HP 3 SPD 1310 208/23 |  | 241.8 | Each
M1-R52489 | 3/4HP 208/230V 1075/3SPD |  | 822.8 | Each
M1-R52639 | 1/6HP 1075RP 230V .8A PS |  | 591.35 | Each
M1-R52761 | 1/2,1/3,1/4HP 115V CW/CC |  | 666.2 | Each
M1-R52775 | 1/2 HP 208/230V 1075 |  | 638.95 | Each
M1-R52820 | 3/4 HP 208/230V 1075 RPM |  | 504.5 | Each
M1-R53676 | 1/4HP 3SPD 1075 208/230V |  | 341.35 | Each
M1-R62104 | 1/3HP 115 1625RPM 3SPD |  | 689.25 | Each
M1-R62171 | 1/4HP 208/230 1625 3SPD |  | 247.15 | Each
M1-R62172 | 1/3HP 208/230 1625 SPD |  | 326.85 | Each
M1-R62173 | 1/2HP 208/230 1625 3SPD |  | 296.6 | Each
M1-R62350 | 1/3 HP 230V 1075 RPM 5SP |  | 251.25 | Each
M1-R62773 | 1/4HP 115V 1625RPM 3 SPD |  | 622.45 | Each
M1-R62777 | 1/2HP 115 1625RPM 3 SPD |  | 751.9 | Each
R6-R63010 | 1/3 HP 460V 1100 RPM | 1.0A | 266.5 | Each
R6-R85460 | 3/4 HP 208-230V 1075 RPM | 5.4A | 306.5 | Each
US-R90016 | 3.3"115V,.60AMP,1/80HP, | CCW | 67.2 | Each
US-R90020 | 3.3",115V,.80AMP,1/50HP | CCW | 75.75 | Each
US-R90021 | 3.3:,115V,.80AMP,1/50HP | CW | 75.75 | Each
US-R90027 | 3.3",115V,1.1AMP,1/40HP, | CW | 79.4 | Each
US-R90030 | 3.3",115V,1.6AMP,1/25HP | CCW | 121.65 | Each
US-R90132 | 3.3",115V,1.8AMP,1/20HP, | CCW | 91.65 | Each
US-R90133 | 3.3",115V,1.9AMP,1/20HP | CW | 91.65 | Each
US-R90188 | 3.3",230V,.90AMP,1/20HP, | CCW | 89.2 | Each
US-R90189 | 3.3".230V,.90AMP,1/20HP, | CW | 89.2 | Each
US-R90324 | 3.3",115V,2.1AMP,1/25HP, | CW | 94.1 | Each
US-R90402 | 3.3"115V,.75AMP,1/60HP, | CCW | 64.75 | Each
US-R90572 | P.SUB R3-R313 | 3.3",115V,1.8AMP,1/15HP | 134.15 | Each
US-R90574 | 3.3",115V,1.9AMP,1/20HP, | CW | 128.65 | Each
US-R90575 | 3.3",230V,.89AMP,1/20HP, | CW | 133.05 | Each
US-R90616 | 3.3"115V,.70AMP,1/70HP | CW | 101.8 | Each
US-R90671 | 3.3",115/208-230V,2.2/1 | 15CW | 202.85 | Each
US-R90672 | 3.3",115/208-230V,2.1/1. | 1AMP,1/15,CCW | 193.35 | Each
US-R90721 | 3.3",115/208-230V 1.1/05 | A REV PSC | 170.85 | Each
US-R90752 | 3.3"115V,1.3AMP,1/40HP |  | 68.45 | Each
FA-RAIN6000 | 88606000D.ASSY... |  | 18.2 | Each
R7-RB3 | 100 CFM FAN 115V .70AM |  | 251.55 | Each
R7-RB4 | 100 CFM FAN 115V W/COR |  | 346.65 | Each
HB-RB006 | OSBURN 2400 DC3-2S |  | 520 | Each
R7-RB11 | FAN KIT |  | 83.7 | Each
HB-RB12 | CFM FAN FK12 |  | 291.75 | Each
R7-RB20 | FAN KIT EB50 |  | 87.8 | Each
HB-RB21K | HEATILATOR KIT - GFK21 | 65×120 FAN & HARDWARE | 330.5 | Each
R7-RB22 | FAN KIT B60 |  | 190.8 | Each
R7-RB23 | BLOWER KIT |  | 186.5 | Each
R7-RB24 | FAN KIT B100 |  | 161.45 | Each
R7-RB25 | FAN KIT K100 |  | 223.65 | Each
R7-RB26 | FAN KIT QK100 |  | 200 | Each
HB-RB27 | DOUBLE CENTRIFUGAL | FAN KIT | 778.75 | Each
R7-RB28 | FAN KIT BK100 |  | 235 | Each
R7-RB30 | FAN KIT DK260 |  | 383.75 | Each
HB-RB32 | BL65X240CW REGENCY KIT |  | 607.45 | Each
R7-RB33 | 100CFM .7AMP 115V C/W SW |  | 435.55 | Each
R7-RB34-1 | ADAPTER FLANGE RB34 |  | 29.35 | Each
HB-RB35 | KINGSMAN FAN KIT F35FK |  | 411.15 | Each
HB-RB36 | KINGSMAN Z36FK FAN KIT |  | 373.7 | Each
HB-RB37 | KINGSMAN Z33FK FAN KIT |  | 394.3 | Each
HB-RB38 | DC3 GENERIC KIT |  | 451.1 | Each
HB-RB38-1 | ELECTRICAL KIT FOR RB38 | SPD CTRL, SENR, LONG LDS | 228.6 | Each
HB-RB38B | DC3 GENERIC KIT | NO SPD CTR OR THRM SWTCH | 317.9 | Each
HB-RB39 | CW GENERIC KIT |  | 437.6 | Each
HB-RB39B | CW GENERIC BLWR ONLY | W/ MAGNETS | 218.25 | Each
HB-RB42 | 65X180CCW | BOXED | 263.65 | Each
HB-RB45 | 65X240 CW | BOXED | 255.55 | Each
HB-RB53 | RSF DBL65X240 KIT |  | 687.05 | Each
R7-RB54 | 1/25HP 115V 3420RPM B/B | TE 100CFM | 290.85 | Each
HB-RB58 | FAN KIT WOLF |  | 413.25 | Each
HB-RB59 | FAN KIT NAPOLEAN |  | 392.55 | Each
R7-RB60 | 60 CFM BLOWER 115V | .60 AMP | 274.9 | Each
HB-RB61 | FAN ONLY NAPOLEON |  | 190.15 | Each
HB-RB63 | FIREPLACE FAN MAJESTI |  | 259.1 | Each
HB-RB64 | FAN ONLY MAJESTIC |  | 215.2 | Each
HB-RB65 | MAJESTIC FAN KITSPDCT |  | 440.1 | Each
HB-RB66 | BL65X120CW FAN |  | 246.15 | Each
HB-RB67 | SECURITY FAN |  | 260.1 | Each
HB-RB67-1 | SENSOR & PLUG WIRING KIT | FOR ONE FAN | 177.95 | Each
HB-RB67-3 | THERM SENSOR/PLATE/MAGNE |  | 71.05 | Each
HB-RB68 | HUNTER FAN KIT |  | 476.6 | Each
HB-RB69 | BL65X300CW FAN |  | 413.05 | Each
R7-RB70 | 70 CFM 3000 RPM 115V | .50 AMP | 344.55 | Each
HB-RB74K | HEATILATOR KIT - GFK4 | 65×240 FAN & HARDWARE | 466.3 | Each
HB-RB79 | BL65X300CCW FAN |  | 295 | Each
HB-RB82 | BL65X180CW FAN |  | 268.55 | Each
HB-RB83 | QUADRA FIRE FAN |  | 594.95 | Each
HB-RB84 | BL65X240CCW FAN |  | 235.55 | Each
HB-RB86 | BL65X120CCW FAN |  | 274.7 | Each
R7-RB90 | 90 CFM BLOWER | 115V 1.0 AMP | 315.25 | Each
HB-RB95 | MONESSEN BLOTSC KIT | BLOWER ONLY | 419.6 | Each
HB-RB96 | DBL2300X12 FAN |  | 783.15 | Each
HB-RB100 | LENNOX FBK250 BL65X240 | CCW-C1046 FAN ONLY | 343.35 | Each
HB-RB108 | BL65X240CW FAN OSBURN |  | 315.45 | Each
R7-RB109 | FAN KIT BROAN 10941067 |  | 88.75 | Each
R7-RB120 | 120 CFM 3100 RPM 120V | .80 AMP | 438.05 | Each
HB-RB125 | 1/70HP 115V 1.1A 125CFM | 1/3200 CCW DBL FAN | 623.5 | Each
HB-RB130 | SINGLE FAN FK30 |  | 274.6 | Each
R7-RB141 | 140 CFM BLOWER | 115V 1. AMP | 302.7 | Each
R7-RB142 | 140 CFM BLOWER 208/240V | .50 AMP | 360.1 | Each
HB-RB150 | PELLET STOVE FAN |  | 301.95 | Each
R7-RB151 | 150 CFM BLOWER 115V | 1.10 AMP | 475 | Each
R7-RB155 | 150 CFM FAN PSC | 115V .75AMP. | 357.85 | Each
R7-RB165 | 165CFM 115V 3550 RPM | .56 AMP 6FT CORD | 408 | Each
HB-RB166 | REGENCY FAN I1100 |  | 350.15 | Each
HB-RB167 | REGENCY FAN F1100 |  | 308.15 | Each
HB-RB168 | HEAT AND GLOW FAN |  | 346.55 | Each
HB-RB168-1 | KBMC-13BVR SPEED CONTROL |  | 113.7 | Each
HB-RB168-2 | FAN SWITCH AND PLATE |  | 58.15 | Each
HB-RB168B | FAN ONLY HEAT AND GLO |  | 297.25 | Each
HB-RB179 | DC3-C1011 C/W OUTER | HSG & TS BRAKT | 784.15 | Each
R7-RB230 | 460 CFM FAN 1.2A | 2 SPEED | 669.55 | Each
R7-RB245 | 245 CFM FAN AIRDEX |  | 454.95 | Each
HB-RB250 | LENNOX FBK250 KIT BL65X | 240CCW-C1046 | 765 | Each
HB-RB261 | ENVIRO EFW261 |  | 346.95 | Each
R7-RB265 | 265 CFM FAN | 1.86A 1/18HP | 434.4 | Each
R7-RB312 | 222 CFM FAN 1/40HP 115V | 2600RPM | 380.1 | Each
R7-RB350 | 350 CFM BLOWER 115V | 2.8 AMP | 889.6 | Each
R7-RB380 | 380 CFM 115V 1650 RPM |  | 223.65 | Each
R7-RB440 | 50 CFM 115V .23A 3000RPM | PSC | 195.65 | Each
R7-RB445 | 555 CFM 115V 2.05A | 1640RPM PSC | 368.95 | Each
R7-RB446 | 1/20HP 115V 3460RPM B/B | 148CFM | 217.95 | Each
R7-RB447 | 1/25HP 115V 1610RPM B/B | 265CFM | 329.85 | Each
R7-RB465 | 465 CFM FAN |  | 614.95 | Each
R7-RB485 | 485 CFM 115V 1650 RPM |  | 213.5 | Each
R7-RB495 | 495 CFM BLOWER 115V | 3.4 AMP | 1619 | Each
R7-RB500 | 500 CFM 2 SPEED BLOWER | 115V 3.5 AMP | 862.05 | Each
HB-RB513 | 220 CFM BOX FRAME FAN | 162W 1.35A 115 1/2600 CW | 545.8 | Each
HB-RB555 | VALOR 555 FAN KIT |  | 484.25 | Each
HB-RB611 | BL65X180 CW FAN |  | 280.8 | Each
HB-RB621 | WOLF STEEL EP62-1 |  | 335.7 | Each
R7-RB661 | 60 CFM BLOWER 115V | .50 AMP | 278.65 | Each
R7-RB663 | 60 CFM 3000 RPM 115V | .60 AMP | 210 | Each
R7-RB665 | 65 CFM BLOWER 115V | .80 AMP | 268.25 | Each
R7-RB760 | 760 CFM 2 SPEED BLOWER | 115V 3.2 AMP | 702.7 | Each
HB-RB822 | BL65X180 CCW FAN |  | 265.95 | Each
HB-RB861 | SKYTECH FAN |  | 363.6 | Each
R7-RB885 | 85 CFM 2 SPEED BLOWER | 115V .08 AMP | 503.8 | Each
R7-RB938 | 290 CFM BLOWER 3200 RPM | 1.80 AMP. | 395.95 | Each
HB-RB944 | BL2300X7 FAN |  | 547.75 | Each
HB-RB949 | BL2300X12CCW FAN |  | 611.05 | Each
R7-RB965 | 965 CFM 115V 1020RPM | 3.5AMP. | 549.35 | Each
HB-RB981 | ENVIRO 50-2981 KIT |  | 386.35 | Each
R7-RB991 | 90 CFM BLOWER | 115V 1.0 AMP | 410.4 | Each
R7-RB1000 | 1000 CFM 2 SPEED BLOWER | 115/230V 4.0/2.0 AMP | 1057.95 | Each
R7-RB1600 | 1600 CFM 115V 1085 RPM | 6.9 AMP 1/3HP 4 SPD | 1090 | Each
HB-RBM120 | 115V .6A WHITFIELD AUGE |  | 173.85 | Each
HB-RBM121 | 115V 1.6A WHITFIELD BLOW |  | 456.7 | Each
T1-RF100-2 | 120V .3A 2SPD C/W | BRACKET | 122.85 | Each
T8-RF200 | CFA1158038HS |  | 91.55 | Each
T8-RF201 | CFA1158038LS |  | 91.55 | Each
T8-RF202 | CFA2308038HB |  | 107.9 | Each
T8-RF203 | CFA2408025MS |  | 26.75 | Each
T8-RF205 | CFA11512038HS |  | 91.8 | Each
T8-RF210 | CFA11512038HB |  | 107.9 | Each
T8-RF215 | CFA23012038HS |  | 91.25 | Each
T8-RF220 | CFA23012038HB |  | 107.9 | Each
T8-RF225 | CFA11512038HB WIRED |  | 107.9 | Each
T8-RF230 | CFB11512038HS |  | 63.25 | Each
T8-RF235 | CFB11512038HB |  | 113.85 | Each
T8-RF237 | CFB23012038HB |  | 76.25 | Each
T8-RF240 | CFA11515055HB |  | 175.3 | Each
T8-RF245 | CFA23015055HB |  | 175.3 | Each
T8-RF247 | CFB11515038HB | 3210 | 169.1 | Each
T8-RF248 | CFB23015038HB |  | 169.1 | Each
T8-RF249 | CFA11518090HB |  | 435.05 | Each
T8-RF250 | CFA11525489HB |  | 332.6 | Each
T8-RF255 | CFA23025489HB |  | 332.6 | Each
T8-RF265 | CFA124020MS |  | 27.8 | Each
T8-RF268 | CFA124020HS |  | 27.8 | Each
T8-RF270 | CFA126025MS |  | 28.95 | Each
T8-RF275 | CFA128025LS |  | 29.15 | Each
T8-RF280 | CFA128025MS |  | 29.15 | Each
T8-RF285 | CFA129225MS |  | 29.15 | Each
T8-RF287 | CFA129225LS-2 |  | 23 | Each
T8-RF290 | CFA1212025MS |  | 56.05 | Each
T8-RF292 | CFA1212025LS |  | 56.05 | Each
O3-RF2466 | R2466 REPLACEMENT KIT | 115V 105CFM 14W 2900RPM | 113.85 | Each
FB-RFB52 | FAN ASSY CLARE V52 |  | 225.95 | Each
FB-RFB63 | 208/230V 3000RPM CW |  | 560.65 | Each
FB-RFB68 | 1/60HP 115V 3000RPM |  | 817.6 | Each
FB-RFB101 | 208/230V .5 AMP 3200 RPM |  | 935.2 | Each
FB-RFB105 | SUB FA-A151 | 1/50HP 230V 3200RPM .40A | 346.45 | Each
FB-RFB107 | 230V .3A 3400RPM FAN |  | 1198.5 | Each
FB-RFB114 |  | ICP 1149097 VENTOR | 346 | Each
FB-RFB127 |  | FAN ASSEMBLY | 314.25 | Each
FB-RFB129 | FAN | AMANA | 877.05 | Each
FB-RFB137 | NO LONGER AVAILABLE | 115 V .7 AMP PSC | 924.85 | Each
FB-RFB139 | 115V .95 AMP SHADED POLE |  | 1049.45 | Each
FB-RFB145 | 1/25 HP 115V .7A 3450 RP |  | 846.6 | Each
FB-RFB154 | 115V YORK 7021-9428 |  | 965.55 | Each
FB-RFB156 | 115V EVCON 7021-8935 |  | 719.6 | Each
FB-RFB158 | 115V AMANA 7062-3151 |  | 815.7 | Each
FB-RFB165 | 115V YORK 7062-3958 |  | 466.95 | Each
FB-RFB170 | ICP 115V,7021-10299 | 7021-10702 | 764.55 | Each
FB-RFB181 | OLSEN AIRCO 115V 1.1A |  | 851.25 | Each
FB-RFB188 | 1/30HP 115V 3000RPM |  | 186.7 | Each
FB-RFB189 | 1/30HP 115V 3000RPM |  | 328.35 | Each
FB-RFB200 | .70 AMP 115VOLT 3450 RPM |  | 796.85 | Each
FB-RFB206 | REEM 70-24206-01 |  | 819.7 | Each
FB-RFB212 | 115V 1.6AMP 3000RPM |  | 461.3 | Each
FB-RFB214 | .91A 115V RHEEM FAN |  | 444.65 | Each
FB-RFB225 | YORK FLUE EXHAUST BLOWER |  | 654.1 | Each
FB-RFB227 | 1/25HP 115V 3450RPM |  | 1317.2 | Each
FB-RFB231 | 1/12HP 230V 3200RPM PSC |  | 1640.9 | Each
FB-RFB232 |  | 1/12HP 230V 3200RPM PSC | 1694.75 | Each
FB-RFB236 | 1/40HP 208/230V 3000 RPM | PSC | 306.1 | Each
FB-RFB241 | RHEEM RUDD 115V 1.71 SP |  | 175 | Each
FB-RFB242 | 115V 135CFM 3200RPM |  | 445.95 | Each
FB-RFB250 | 208/230V,1/30HP,3000RPM | ARMSTRONG 42250-001 | 662.95 | Each
FB-RFB276 | GOODMAN 0131M0002P |  | 390 | Each
FB-RFB282 |  | 1.98A 115V DUCANE FAN | 578.9 | Each
FB-RFB310 | 1/8 HP 208-230 3500RPM | 2SPD | 1283.35 | Each
FB-RFB330 | ICP 330701-701/329148-70 |  | 400 | Each
FB-RFB337 | TRANE | 1/10 HP 120V 3100 RPM | 180 | Each
FB-RFB350 | 1/30HP 115 3000RPM |  | 620.75 | Each
FB-RFB356 | 1/12HP 115V 3250RPM |  | 1611.95 | Each
FB-RFB383 | ICP | 1/26 HP 115V 3000 RPM | 150 | Each
FB-RFB390 | LENNOX 88J3901 |  | 478.4 | Each
FB-RFB401 | LENNOX | 1/60 HP 120V 2800 RPM | 208.7 | Each
FB-RFB405 | GOODMAN | 1/33 HP 115V 3000 RPM | 208.65 | Each
FB-RFB425 | ARMSTRONG JOHNSON |  | 488.9 | Each
FB-RFB433 | ICP 1014433 |  | 250 | Each
FB-RFB450 | 1/30 HP 3300 RPM 115V | 1.41 AMP | 889.8 | Each
FB-RFB461 | 1/12 HP 3200 RPM 460V | .37 AMP | 1257.4 | Each
FB-RFB483 | 1.8AMP.115V 3200RPM | GOODMANB4833000 90+ | 290 | Each
FB-RFB495 | 1/53 HP 115V 3000 RPM | 1.4 AMP | 208.7 | Each
FB-RFB501 | GOODMAN 22307501 |  | 375 | Each
FB-RFB547 | 1.8 AMP 115V 3400 RPM |  | 379.85 | Each
FB-RFB550 | LENNOX 25M5501 |  | 652 | Each
FB-RFB570 | 1/30 HP 115V 3300 RPM | .90 AMP | 814.2 | Each
FB-RFB598 | 230V 1.1AMP 3000RPM | MODINE | 1303.15 | Each
FB-RFB599 | 115V 2.40 AMP 3000RPM | MODINE | 1303.2 | Each
FB-RFB641 | RHEEM 70-23641-81 |  | 714.35 | Each
FB-RFB654 | 1.2/.6AMP 230/460V CW |  | 380 | Each
FB-RFB655 | 1.2/.6AMP 230/460V CW |  | 400 | Each
FB-RFB672 | 1/100 HP 3150 RPM 115V | .60 AMP | 451.2 | Each
FB-RFB676 | 1/20 HP 115V .57 AMP |  | 1015.6 | Each
FB-RFB701 | 208/230V .6 AMP 3200 RPM |  | 850.3 | Each
FB-RFB756 | Replaces Carrier | 320725-756, 1179081 | 500.85 | Each
FB-RFB757 | Replaces Carrier | 320725-757 | 500.85 | Each
FB-RFB758 | Replaces Carrier | 320725-758, HC28CQ115 | 500.85 | Each
FB-RFB790 | LENNOX 60M7901 |  | 590.2 | Each
FB-RFB810 | LENNOX 60M8101 |  | 529.9 | Each
FB-RFB824 | 1/15HP 115V 3000RPM |  | 342.8 | Each
FB-RFB825 | 1/20HP 115V 3000/2000RPM |  | 421.65 | Each
FB-RFB859 | GOODMAN | 115V 3000 RPM 1.6A | 175 | Each
FM-RFM5 | 1.8/.90 AMP 120/240 CCW |  | 706.1 | Each
FM-RFM11 | CLARE HIGH EFFICIENCY |  | 450.15 | Each
FM-RFM78 | 115/230V 1.2/.6 A PSC |  | 467.2 | Each
FM-RFM230 | .6 AMP 3200RPM 230V |  | 488.5 | Each
FM-RFM454 | 1/30HP 115V 3000RPM 1.1 |  | 477.3 | Each
FM-RFM460 | 1/40HP 3200RPM 460V .37A |  | 982.55 | Each
FM-RFM462 | 1/16HP 460V 3450RPM |  | 921.15 | Each
FM-RFM623 | 1/40 HP .80AMPS 115V CW |  | 518.1 | Each
FM-RFM653 | 1.2/.6AMP 230/460VOLT CW |  | 405.15 | Each
FM-RFM890 | 1/30HP 208-230V .76A SP | 3000RPM 60HZ CWLE BALL | 432.1 | Each
HM-RGM450 | AUGER GEAR MOTOR 1 RPM | HIGH TORQUE | 131.4 | Each
HM-RGM451 | AUGER GEAR MOTOR 1 RPM |  | 131.35 | Each
HM-RGM452 | AUGER GEAR MOTOR 2 RPM | 120V 1.26A CCW | 138.8 | Each
HM-RGM453 | AUGER GEAR MOTOR 1 RPM | TERMINALS IN THE MIDDLE | 131.35 | Each
HM-RGM454 | AUGER GEAR MOTOR 4 RPM | TERMINALS IN THE MIDDLE | 138.9 | Each
HM-RGM651 | AUGER GEAR MOTOR 7 RPM |  | 144.3 | Each
HM-RGM2864 | AUGER GEAR MOTOR 1.5 RPM |  | 147.1 | Each
M5-S1102 | 1/4 115/230 1725 1.35 |  | 433.15 | Each
M5-S1106 | 1/3 HP 115/208/230V 3450 |  | 611.2 | Each
M5-S1110 | 1/3 HP 115/230V 1725 1.0 |  | 450.45 | Each
M5-S1112 | 1/3 HP 115/230V 1725 1.3 |  | 655.75 | Each
M5-S1114 | 1/3 HP 115/230V 1725 1.3 |  | 264.05 | Each
M5-S1120 | 1/3 HP 115/230V 1725 1.3 |  | 333.7 | Each
M5-S1125 | 1/2 HP 115/230V 3450 1.2 |  | 219.6 | Each
M5-S1130 | 1/2 HP 115/230V 3450 1.2 |  | 421.6 | Each
M5-S1132 | 1/2 HP 115/230V 1725 1.0 |  | 731.55 | Each
M5-S1134 | 1/2 HP 115/230V 1725 1.0 |  | 624.4 | Each
M5-S1138 | 1/2 HP 115/230V 1725 1.2 |  | 314.5 | Each
M5-S1152 | 1/2HP 3450R 115/208-230V |  | 607.55 | Each
M5-S1154 | 1/2HP 3450R 115/208-230V |  | 501.3 | Each
M5-S1156 | 1/2HP 1750R 115/208-230V |  | 537.05 | Each
M5-S1159 | 3/4 HP 115/230V 3450 1.2 |  | 545.3 | Each
M5-S1162 | 3/4 HP 115/230V 3450 1.2 |  | 545.25 | Each
M5-S1168 | 3/4 HP 115/230V 1725 1.2 |  | 649.7 | Each
M5-S1169 | 3/4HP 115/230 1725CAPRUN |  | 834.55 | Each
M5-S1174 | 3/4 HP 115/208/230V 1725 |  | 660.7 | Each
M5-S1186 | 1 HP 115/230V 1725 1.25 |  | 795.3 | Each
M5-S1187 | 1 HP 115/230V 1725 1.0 |  | 710.2 | Each
M5-S1198 | 1HP 3450RPM 115/208-230V |  | 660.7 | Each
M5-S1199 | 1 HP 115/208/230V 1725 |  | 710.2 | Each
M5-S1206 | 1 1/2HP 3450R 115/208-23 |  | 740.4 | Each
M5-S1208 | 1 1/2HP 1750R 115/208-23 |  | 770.6 | Each
M5-S1211 | 2 HP 115/230V 3450 1.25 |  | 1304 | Each
M5-S1400 | 3/4 HP COMPRESSOR MOTOR |  | 498.55 | Each
M5-S1402 | 1 HP COMPRESSOR MOTOR |  | 556.25 | Each
M5-S1404 | 1 1/2 HP COMPRESSOR MOTO |  | 572.75 | Each
M5-S1408 | 3 HP COMPRESSOR MOTOR |  | 919 | Each
M5-S1410 | 5 HP COMPRESSOR MOTOR |  | 976.7 | Each
M5-S1450 | 1/2HP 850, OAO 56Y | 1/60/460/200-230 | 610.5 | Each
M5-S1451 | 1 HP 575V 1140 RPM | 2.20A | 847.55 | Each
M5-S1453 | 1 HP 1075 RPM 208/230/46 |  | 1183.35 | Each
M5-S1454 | 1 HP 1075 RPM 230/460V |  | 560.4 | Each
M5-S1455 | 1 HP 1075 RPM 575V |  | 661.45 | Each
M5-S1456 | 1 1/2HP 1075 208/230/460 |  | 960.25 | Each
M5-S1502 | 1/3 HP 200-230/460V 107 |  | 654.95 | Each
M5-S1503 | .60 HP 200/230/460V | 1075 RPM 4.0A | 737.4 | Each
M5-S1504 | .6 HP 200-230/460V 1075 |  | 737.4 | Each
M5-S1506 | 1/2 HP 1075 RPM 575V |  | 520.7 | Each
M5-S1506A | 1/2HP 1075RPM 575V |  | 531.7 | Each
M5-S1507A | 1/2HP 208/230/460 SP CO |  | 731.6 | Each
M5-S1510 | .8 HP 200-230/460V 1075 |  | 1025.1 | Each
M5-S1514 | 1HP 1075RPM 208/230/460V |  | 1183.3 | Each
M5-S1516 | 1HP 1075RPM 575V |  | 1095.75 | Each
M5-S1518 | 1 1/2HP 200/230/460V 107 |  | 1360.55 | Each
M5-S3340 | 1 HP 2 SPD 1725 RPM 115V |  | 1612.85 | Each
M5-S3800 | 1/6 HP 1 SPD 1140 RPM 11 |  | 462.85 | Each
M5-S3810 | 1/4 HP 1 SPD 1140 RPM 11 |  | 490.35 | Each
M5-S3830 | 1/4 HP 2 SPD 1725 115V |  | 471.15 | Each
M5-S3870 | 1/3 HP 2 SPD 1725 115V |  | 595.45 | Each
M5-S3890 | 1/2 HP 2 SPD 1725 115V |  | 581.05 | Each
M5-S7470 | 3/4HP 460V 1075RPM | 2.0A | 449.95 | Each
M5-S9030 | 1/4 HP 1 SPD 1725 RPM 11 |  | 352.95 | Each
M5-S9040 | 1/3 HP 1 SPD 1725 RPM 11 |  | 341.95 | Each
M5-S9140 | 3/4HP 460V 1075RPM | 2.75A | 422.45 | Each
M5-T1532 | 1/2HP 200-230/460V 1140R |  | 960.75 | Each
M5-T1534 | 3/4HP 200-230/460V 1140R |  | 1100.9 | Each
M5-T1536 | 3/4 HP 575V 1140RPM |  | 1248.05 | Each
M5-T1538 | 1HP 200-230/460V 1140RPM |  | 1559.25 | Each
M5-T2110 | 1/2 208/230/460V 1800 |  | 649.75 | Each
M5-T2113 | 1/2 HP 575V 1725 RPM | .70A | 699.2 | Each
M5-T2118 | 3/4 HP 208/230/460V 1725 | 3.4A | 555.95 | Each
M5-T2121 | 3/4 HP 1800 RPM 575V |  | 770.65 | Each
M5-T2126 | 1 HP 208/230/460V 3450 |  | 677.15 | Each
M5-T2128 | 1 HP 208/230/460V | 1750 RPM | 282.15 | Each
M5-T2130 | 1 HP 208/230/460V 1725 |  | 688.2 | Each
M5-T2135 | 1 HP 1725 RPM 575V |  | 732.1 | Each
M5-T2136 | 1 1/2 HP 208/230/460V |  | 776.15 | Each
M5-T2137 | 1 1/2 HP 575V | 3450RPM 1.8A | 1127.95 | Each
M5-T2140 | 1 1/2 HP 208/230/460V |  | 732.1 | Each
M5-T2142 | 11/2HP 3450R 208-230/460 |  | 776.1 | Each
M5-T2143 | 1 1/2 HP 575V | 1725 RPM 2.0A | 809.1 | Each
M5-T2155 | 2 HP 575V 1725 RPM | 2.4A 56HZ. | 963 | Each
M5-T2156 | 2 HP 208/230/460V 3450RP |  | 875.05 | Each
M5-T2157 | 2 HP 3450RPM 575V |  | 875 | Each
M5-T2158 | 2 HP 1750RPM 208-230/460 |  | 894.25 | Each
M5-T2164 | 3 HP 3450RPM 208-230/460 |  | 1048.15 | Each
M5-T2165 | 3 HP 575V 3450 RPM | 3.6A 56HZ. | 1400.75 | Each
M5-T2166 | 3 HP 200/230/460V | 1725 RPM 9.0A | 913.5 | Each
M5-T2167 | 3 HP 1800 RPM 575V |  | 1042.65 | Each
M5-T2529 | 1/2 HP 575V 1140 RPM | .80A | 806.35 | Each
M5-T2532 | 1/2 HP 208/230/460V 1140 |  | 806.35 | Each
M5-T2534 | 3/4 HP 208/230/460V 1140 |  | 844.8 | Each
M5-T2536 | 2 HP 1140 RPM 575V 3PH |  | 1177.3 | Each
M5-T2537 | 1 HP 208/230/460V 850 |  | 943.75 | Each
M5-T2538 | 1 HP 208/230/460V 1140 |  | 814.6 | Each
M5-T2539 | 1 HP 575V 850 |  | 943.75 | Each
M5-T2540 | 1 HP 575V 1140 |  | 839.35 | Each
M5-T2541 | 1 HP 575V 1140RPM L/BOLT | EXTENDED THRU BOLT 1.5" | 859.15 | Each
M5-T2542 | 1 1/2 HP 208/230/460V | 1140 RPM | 930 | Each
M5-T2543 | 1 1/2 HP 1140 RPM 575V |  | 930 | Each
M5-T2544 | 2 HP 208/230/460V 1140 |  | 1023.45 | Each
M5-T2545 | 2 HP 208/230/460V | 1140 RPM 6.8A | 756.9 | Each
M5-T3056 | 1/2 HP 1140 RPM 575V 1.0 | AMP | 773.1 | Each
FA-TURBO200 | TURBO200 67.5 MFD | COMBINED TOTAL | 162.4 | Each
FA-TURBO200X | TURBO200X 97.5 MFD |  | 229.2 | Each
FA-TURBOMINI | TURBOMINI 15 MFD | COMBINED TOTAL 370/440 | 32.2 | Each
FA-UB567 | SP-B16EMAR1.MOTOR.UNIT B | EARING. 16W. | 120.4 | Each
FA-UB574 | MODEL-SFHP-UB |  | 259.7 | Each
FA-UB580 | MODEL-SFHP-UB |  | 272.05 | Each
85-UEFM-1 | EVAPORATOR FAN MOTORS |  | 82.8 | Each
71-UHS24 | 24V UNIVERSAL HUMIDIFIER | SOLENOID | 119.1 | Each
71-UHS99 | 24V UNIVERSAL HUMIDIFIER | SOLENOID 1/4"x1/4" COMP | 69.4 | Each
FA-W8 | 702112061.BLOWER..1/25HP | 1 SPD | 354.5 | Each
FA-W10 | W10 VENTOR MTR | REPLACES 9003081005 | 724.65 | Each
WG840204 | Motor | (CF) 1/4Hp208-230v825 | 244.2 | Each
WG840205HT | Mtr. | CFHT208V1/3 HP825/1SP | 286.35 | Each
WG840463 | Motor | Variab.(DDB)1/3Hp max | 253.65 | Each
WG840465 | Motor | Variab. (CF)1/3Hp max | 240.4 | Each
WG840467 | Mtr.,MHP, 208V, 075/4 SP |  | 362.55 | Each
WG840469 | Motor | Variab. (CF)1/3Hp max | 243.9 | Each
WG840583 | Motor, (DDB) 1/4Hp, 115v |  | 200.85 | Each
WG840584 | Motor | (DDB) 1/4Hp 208-230v | 201.45 | Each
WG840585 | Motor, (DDB) 1/3Hp, 115v |  | 220.75 | Each
WG840586 | Motor | (DDB) 1/3Hp 208-230v | 226.65 | Each
WG840587 | Motor, (DDB) 1/2Hp, 115v |  | 277.75 | Each
WG840588 | Motor | (DDB) 1/2Hp 208-230v | 275.65 | Each
WG840589 | Motor, (DDB) 3/4Hp, 115v |  | 285.85 | Each
WG840590 | Motor | (DDB) 3/4Hp 208-230v | 294.15 | Each
WG840596 | Mtr. | DDFB 208V1 HP1075/3 SP | 316.3 | Each
WG840727 | Motor | (CF) 1/6Hp 208-230v | 252.25 | Each
WG840728 | Motor | (CF)1/4Hp208-230v1075 | 252.35 | Each
WG840728HT | Mtr. | CFHT208V1/4HP1075/1SP | 211.95 | Each
WG840729 | Motor | (CF) 1/3Hp 208-230v | 275.45 | Each
WG840729HT | Mtr. | CFHT208V1/3HP1075/1SP | 239.9 | Each
WG840730 | Motor | (CF) 1/2Hp 208-230v | 257.75 | Each
WG840730HT | Mtr.,CF,HT,208V,1/2HP |  | 277.8 | Each
WG840731 | Mtr. | CF 208V3/4HP1075/1 SP | 296.95 | Each
WG840731HT | Mtr.,CF,HT,208V,3/4HP |  | 310.8 | Each
85-WIFM-1 | EVAPORATOR FAN MOTOR |  | 88.7 | Each
AB-4829791 | 612 UTILITY FAN WHEEL |  | 274.1 | Each
AB-4829801 | 610 UTILITY FAN WHEEL |  | 188.55 | Each
AB-4829811 | 97/8DIA,71/4WIDTH,887415 | WHEEL | 163.55 | Each
AB-4829821 | 8DIA,5WIDTH,8887415 | WHEEL | 149.85 | Each
AB-4829831 | 615 UTILITY FAN WHEEL |  | 715.55 | Each
AB-6010012 | G9-7 BELT DRIVE FAN, | SLEEVE,3/4 SHAFT | 277.1 | Each
AB-6010022 | G10-8 BELT DRIVE FAN, | BALL,3/4 SHAFT | 423.15 | Each
AB-6010032 | G9 BELT DRIVE FAN, | SLEEVE,3/4 SHAFT | 277.15 | Each
AB-6010042 | G10 BELT DRIVE FAN, | SLEEVE,3/4 SHAFT | 286.65 | Each
AB-6010052 | G10 BELT DRIVE FAN, | BALL,3/4 SHAFT | 423.15 | Each
AB-6010062 | DD MODEL DIRECT DRIVE | FAN 10-10SIZE | 219.25 | Each
AB-6010072 | DDT MODEL DIRECT DRIVE | FAN 10-10SIZE | 219.25 | Each
AB-6010082 | DD MODEL DIRECT DRIVE | FAN 10-8 SIZE | 219.25 | Each
AB-6010092 | DD MODEL DIRECT DRIVE | FAN 12-19SIZE | 394.2 | Each
AB-6010102 | G10-8 BELT DRIVE FAN, | SLEEVE,3/4 SHAFT | 285.9 | Each
AB-6010112 | DD MODEL DIRECT DRIVE | FAN 9-6 SIZE | 205.75 | Each
AB-6010122 | DD MODEL DIRECT DRIVE | FAN 9-4 SIZE | 272 | Each
AB-6010132 | DD MODEL DIRECT DRIVE | FAN 9-9 SIZE | 205.75 | Each
AB-6010152 | G12-9 BELT DRIVE FAN, | SLEEVE,3/4 SHAFT | 546.25 | Each
AB-6010162 | G12 BELT DRIVE FAN, | SLEEVE,3/4 SHAFT | 546.25 | Each
AB-6010172 | G15 BELT DRIVE FAN, | BALL,1" SHAFT | 1996.65 | Each
AB-6010182 | G18 BELT DRIVE FAN, | BALL,1" SHAFT | 3615.4 | Each
AB-6010192 | DDT MODEL DIRECT DRIVE | FAN 12-19SIZE | 394.25 | Each
AB-6010222 | G9-7 BELT DRIVE FAN, | BALL,3/4 SHAFT | 394.25 | Each
AB-6010242 | G9 BELT DRIVE FAN, | BALL,3/4 SHAFT | 394.25 | Each
AB-6010252 | DD MODEL DIRECT DRIVE | FAN 9-7 SIZE | 272 | Each
AB-6010262 | G12 BELT DRIVE FAN, | BALL,3/4 SHAFT | 1092.65 | Each
AB-7017060 | 75CFM,1/60HP AIR MAKE- | UP UNIT | 353.85 | Each
AB-7017080 | 130CFM,1/70HP AIR MAKE- | UP UNIT | 305.6 | Each
AB-7017100 | 245CFM,1/30HP AIR MAKE- | UP UNIT | 395.1 | Each
AB-7017120 | 400CFM,1/12HP AIR MAKE- | UP UNIT | 594.15 | Each
AB-7017140 | 525CFM,1/4HP AIR MAKE- | UP UNIT | 899.1 | Each
AB-7017160 | 625CFM,1/4HP AIR MAKE- | UP UNIT | 1057.9 | Each
AB-7017180 | 845CFM,1/2HP AIR MAKE- | UP UNIT | 1249.85 | Each
AB-7017200 | 1100CFM,1/3HP AIR MAKE- | UP UNIT | 2307.2 | Each
AB-7017300 | FAN 265CFM WITH | FLANGE | 353.55 | Each
AB-7017320 | FAN 465CFM WITH | FLANGE | 399.15 | Each
AB-7017340 | FAN 160CFM WITH | FLANGE | 271.65 | Each
AB-7627031 | 7017180 MOTOR |  | 844.85 | Each
AB-7627051 | 7017080 MOTOR |  | 223.2 | Each
AB-7627071 | 7017120 MOTOR |  | 424.85 | Each
AB-7627141 | 7017140,7017160 MOTOR |  | 633.95 | Each
AB-7627151 | 7017060 MOTOR FOR | AB-7017060 BLOWER ASSEMB | 213.6 | Each
AB-7627201 | 7017320 MOTOR |  | 251.85 | Each
AB-7627211 | 7017300 MOTOR |  | 258.35 | Each
AB-7627331 | 1/2 HP 825 CFM MOTOR |  | 671.4 | Each
AB-7627421 | 7817835 MOTOR |  | 180.65 | Each
AB-7627601 | 7627601 MOTOR |  | 337.4 | Each
AB-7627691 | 7017100 MOTOR |  | 234.55 | Each
AB-7627761 | 7818852 MOTOR |  | 464.05 | Each
AB-7629041 | 7017200 MOTOR |  | 1757.2 | Each
AB-7629051 | 7017340 MOTOR |  | 228.1 | Each
AB-7817825 | DRAFT INDUCER W/ 1 TAP & | MOUNTING HOLES | 384.55 | Each
AB-7817835 | DRAFT INDUCER W/ 2 TAPS | & MOUNTING BACKPLATE | 319.75 | Each
AB-7818462 | DOCK SEAL BLOWER |  | 841.3 | Each
AB-7818852 | DOCK SEAL FAN |  | 995.35 | Each
AB-8887005 | RX309 ROOF EXHAUSTER | 3/4 SHAFT | 1163.1 | Each
AB-8887015 | RX310 ROOF EXHAUSTER | 3/4 SHAFT | 1346.5 | Each
AB-8887025 | RX312 ROOF EXHAUSTER | 3/4 SHAFT | 1687.4 | Each
AB-8887035 | RX315 ROOF EXHAUSTER | 1" SHAFT | 2266.35 | Each
AB-8887045 | RX307 ROOF EXHAUSTER | 3/4 SHAFT | 1056.9 | Each
AB-8887055 | RX318 ROOF EXHAUSTER | 1"SHAFT | 2999.95 | Each
AB-8887095 | FILTER FRAME FOR DB207, | DB207-2 | 307.7 | Each
AB-8887105 | FILTER FRAME FOR DB209. | DB209-2,DB9209 | 326.7 | Each
AB-8887115 | FILTER FRAME FOR DB210, | DB210-2,DB9210 | 384.55 | Each
AB-8887125 | FILTER FRAME FOR DB212, | DB212-2,DB9212,DB9212-2 | 456.85 | Each
AB-8887135 | FILTER FRAME FOR DB215, | DB215-2,DB9215,DB9215-2 | 519.1 | Each
AB-8887145 | FILTER FRAME FOR DB218, | DB218-2,DB9218,DB9218-2 | 1038.45 | Each
AB-8887245 | DB207 INLINE DUCT FAN |  | 960.65 | Each
AB-8887255 | DB209 INLINE DUCT FAN |  | 1019.2 | Each
AB-8887265 | DB210 INLINE DUCT FAN |  | 1105.55 | Each
AB-8887275 | DB212 INLINE DUCT FAN |  | 1298.3 | Each
AB-8887285 | DB215 INLINE DUCT FAN |  | 1917.95 | Each
AB-8887305 | DB218 INLINE DUCT FAN |  | 4158.8 | Each
AB-8887315 | DB215-2 INLINE TWIN | DUCT FAN | 5035.5 | Each
AB-8887325 | DB218-2 INLINE TWIN | DUCT FAN | 8530.05 | Each
AB-8887335 | DB207-2 INLINE TWIN | DUCT FAN | 2645.4 | Each
AB-8887345 | DB209-2 INLINE TWIN | DUCT FAN | 2767.15 | Each
AB-8887355 | DB210-2 INLINE TWIN | DUCT FAN | 3016.05 | Each
AB-8887365 | DB212-2 INLINE TWIN | DUCT FAN | 3124 | Each
AB-8887405 | SI407 EXHAUSTER 3/4SHAFT |  | 509.95 | Each
AB-8887425 | SI410 EXHAUSTER 3/4SHAFT |  | 547.85 | Each
AB-8887435 | SI412 EXHAUSTER 3/4SHAFT |  | 625.4 | Each
AB-8887445 | SI415 EXHAUSTER 1"SHAFT |  | 1009.55 | Each
AB-8887455 | UB812 UNIVERSAL FAN |  | 874.95 | Each
AB-8887465 | UB815 UNIVERSAL FAN |  | 1105.3 | Each
AB-8887485 | UB809 UNIVERSAL FAN |  | 673.1 | Each
AB-8887495 | UB810 UNIVERSAL FAN |  | 721.15 | Each
AB-8887505 | SIS-9 SIDE INTAKE | 3/4 SHAFT | 1682.85 | Each
AB-8887515 | SIS-10 SIDE INTAKE | 3/4 SHAFT | 1903.9 | Each
AB-8887525 | SIS-12 SIDE INTAKE | 3/4 SHAFT | 2206.4 | Each
AB-8887535 | SIS-15 SIDE INTAKE | 1" SHAFT | 2605.15 | Each
AB-8887545 | SIS-18 SIDE INTAKE | 1"SHAFT | 3577.15 | Each
AB-8887605 | 610 UTILITY FAN 3/4 | SHAFT | 1394.85 | Each
AB-8887615 | 612 UTILITY FAN 3/4 | SHAFT | 1462.1 | Each
AB-8887625 | 615 UTILITY FAN 1" | SHAFT | 2635.55 | Each
AB-8887675 | DB9212-2 INLINE DUCT | FAN | 6569.35 | Each
AB-8887685 | DB9215-2 INLINE DUCT | FAN | 8888.25 | Each
AB-8887695 | DB9218-2 INLINE DUCT | FAN | 12603.8 | Each
AB-8887705 | FA709 FRESH AIR SUPPLY | 3/4 SHAFT | 1759.3 | Each
AB-8887715 | FA710 FRESH AIR SUPPLY | 3/4 SHAFT | 1760.15 | Each
AB-8887725 | FA712 FRESH AIR SUPPLY | 3/4 SHAFT | 2302.2 | Each
AB-8887735 | FA715 FRESH AIR SUPPLY | 1" SHAFT | 2681.9 | Each
AB-8887745 | FA718 FRESH AIR SUPPLY | 1"SHAFT | 3725.15 | Each
AB-8887755 | PF12D OPTIONAL DAMPER |  | 94.2 | Each
AB-8887765 | PF14D OPTIONAL DAMPER |  | 139.4 | Each
AB-8887775 | PF16D OPTIONAL DAMPER |  | 153.9 | Each
AB-8887785 | PF18D OPTIONAL DAMPER |  | 192.25 | Each
AB-8887865 | PF14-1 PANEL FAN 14" | BLADE , SINGLE SPEED | 538.25 | Each
AB-8887875 | PF16-1 PANEL FAN 16" | BLADE , SINGLE SPEED | 597.75 | Each
AB-8887885 | PF18-1 PANEL FAN 18" | BLADE , SINGLE SPEED | 649.05 | Each
AB-8887905 | DB9209 INLINE DUCT | FAN | 1635.2 | Each
AB-8887915 | DB9210 INLINE DUCT | FAN | 1816.75 | Each
AB-8887925 | DB9212 INLINE DUCT | FAN | 3048.4 | Each
AB-8887935 | DB9215 INLINE DUCT | FAN | 4124.05 | Each
AB-8887945 | DB9218 INLINE DUCT | FAN | 5845.5 | Each
AB-8887955 | PF12-2 PANEL FAN 12" | BLADE , TWO SPEED | 634.25 | Each
AB-8887965 | PF14-2 PANEL FAN 14" | BLADE , TWO SPEED | 687.6 | Each
AB-8887975 | PF16-2 PANEL FAN 16" | BLADE , TWO SPEED | 740.35 | Each
AB-8887985 | PF18-2 PANEL FAN 18" | BLADE , TWO SPEED | 802.85 | Each
AB-8889002 | RX307 DAMPER |  | 50.05 | Each
AB-8889012 | RX309 DAMPER |  | 80.8 | Each
AB-8889022 | RX310 DAMPER |  | 82.75 | Each
AB-8889032 | RX312 DAMPER |  | 96.3 | Each
AB-8889042 | RX315 DAMPER |  | 126.95 | Each
AB-8889052 | RX318 DAMPER |  | 134.6 | Each
AB-8947181 | FILTER FOR DB209 |  | 67.3 | Each
AB-8947191 | FA709 FILTER |  | 36.55 | Each
AB-8947201 | FA710 FILTER |  | 47.1 | Each
AB-8947211 | FA712,715 FILTER |  | 55.8 | Each
AB-8947221 | FILTER FOR DB210 |  | 76.95 | Each
AB-8947231 | FILTER FOR DB212 |  | 85.65 | Each
AB-8947241 | FILTER FOR DB215 |  | 110.25 | Each
AB-8947251 | FILTER FOR DB207 |  | 55.8 | Each
AB-8947261 | FA718 FILTER |  | 90.45 | Each
AB-8947271 | FILTER FOR DB218 |  | 158.7 | Each
T9-1309-11M-17 | 1/4 HP 115/208/230 V | 1625 RPM 1 PHASE | 677.2 | Each
T9-AGL224 | ALUMINUM GRAVITY LOUVER | 22"X22"X4" FOR T9-WF18 | 635.35 | Each
T9-D4 | 4" DAMPER |  | 122.15 | Each
T9-D5 | 5" DAMPER |  | 166.2 | Each
T9-D6 | 6" DAMPER |  | 177.25 | Each
T9-D8 | 8" DAMPER |  | 199.1 | Each
T9-D10 | 10" DAMPER |  | 317.6 | Each
T9-D12 | 12" DAMPER |  | 403.5 | Each
T9-DB10-2 | 10" DUCT BOOSTER - 2 SPD | 650 CFM, 1.50 A | 366.75 | Each
T9-DB200C | 6" DUCT FAN DOUBLE CRIMP | W/ POWERCORD | 234.7 | Each
T9-DB204C | 4" DUCT BOOSTER CW CORD | 80 CFM, 0.30 A | 186.85 | Each
T9-DB205C | 5" DUCT BOOSTER CW CORD | 225 CFM, 0.35 A | 191.5 | Each
T9-DB206C | 6" DUCT BOOSTER CW CORD | 250 CFM, 0.35 A | 193.6 | Each
T9-DB208C | 8" DUCT BOOSTER CW CORD | 500 CFM, 0.75 A | 231.1 | Each
T9-DB210C | 10" DUCT BOOSTER CW CORD | 650 CFM, 1.50 A | 282.15 | Each
T9-DB212E | 12" DUCT BOOSTER CW ELEC | BOX 800CFM, 2.8 A | 314.3 | Each
T9-DB306E | 6" DUCT BOOSTER - 2 SPD | 200/300 CFM, 0.25/0.35 A | 209.3 | Each
T9-DB308E | 2-SPD 8" INDUCTOR | IN-LINE DUCT FAN | 255.4 | Each
T9-DB412E | 12" 4 POLE DUCT BOOSTER | 700 CFM, 1.5 A | 500.45 | Each
T9-DB416P | 16" 4 POLE DUCT BOOSTER | 1100 CFM, 2.0 A | 397.8 | Each
T9-DF12 | 12" AXIAL DUCT FAN | 1216 CFM | 1654.15 | Each
T9-DF16 | 16" AXIAL DUCT FAN | 2540 CFM | 1841.95 | Each
T9-DF18 | 18" AXIAL DUCT FAN | 3620 CFM | 1995.25 | Each
T9-DF20 | 20" AXIAL DUCT FAN | 4750 CFM | 2145.75 | Each
T9-DF100 | DOOR FRAME AIR BOOSTER |  | 149.1 | Each
T9-DM106 | 6" DUCT MUFFLER | 24" LENGTH | 409.6 | Each
T9-DM112 | 12" DUCT MUFFLER | 36" LENGTH | 586.15 | Each
T9-DS45110 | DUCT STAT, 45F - 110F | 6' CORD, 5A MAX. | 210.2 | Each
T9-FS375 | AMP SENSOR SWITCH |  | 213.8 | Each
T9-HE100 | AIRIVA HEAT EXCHANGER | HRV 100CFM HIGH EFF. | 2329.5 | Each
T9-HE150 | AIRIVA HEAT EXCHANGER | HRV 150CFM STD EFF. | 2199.5 | Each
T9-IB4 | IN-LINE 4" FAN | 153 CFM POWERVENT | 971.3 | Each
T9-IB4S | IN-LINE 4" FAN | 100 CFM POWERVENT | 587.5 | Each
T9-IB4X | IN-LINE 4" FAN | 100 CFM POWERVENT | 587.5 | Each
T9-IB5 | IN-LINE 5" FAN | 206 CFM POWERVENT | 557.65 | Each
T9-IB5X | IN-LINE 5" FAN | 206 CFM POWERVENT | 1001.9 | Each
T9-IB6 | IN-LINE 6" FAN | 438 CFM POWERVENT | 977.6 | Each
T9-IB6X | IN-LINE 6" FAN | 438 CFM POWERVENT | 1215.7 | Each
T9-IB8 | IN-LINE 8" FAN | 544 CFM POWERVENT | 1099.9 | Each
T9-IB8X | IN-LINE 8" FAN | 544 CFM POWERVENT | 1576.2 | Each
T9-IB10 | IN-LINE 10" FAN | 618 CFM POWERVENT | 1649.85 | Each
T9-IB10X | IN-LINE 10" FAN | 618 CFM POWERVENT | 1870 | Each
T9-MD6-NC | 6" MOTORIZED DAMPER | POWER OFF - CLOSED | 483.05 | Each
T9-MD6-NO | 6" MOTORIZED DAMPER | POWER OFF - OPEN | 468.85 | Each
T9-MD7-NC | 7" MOTORIZED DAMPER | POWER OFF - CLOSED | 351.5 | Each
T9-MD7-NO | 7" MOTORIZED DAMPER | POWER OFF - OPEN | 325.5 | Each
T9-MD8-NC | 8" MOTORIZED DAMPER | POWER OFF - CLOSED | 557.7 | Each
T9-MD8-NO | 8" MOTORIZED DAMPER | POWER OFF - OPEN | 494.75 | Each
T9-MD10-NC | 10" MOTORIZED DAMPER | POWER OFF - CLOSED | 591.6 | Each
T9-MD10-NO | 10" MOTORIZED DAMPER | POWER 0FF - OPEN | 591.6 | Each
T9-MD12-NC | 12" MOTORIZED DAMPER | POWER OFF - CLOSED | 540.4 | Each
T9-MD12-NO | 12" MOTORIZED DAMPER | POWER OFF - OPEN | 540.4 | Each
T9-P1004 | AIR PRESSURE SWITCH |  | 71.6 | Each
T9-RDK04 | RADON KIT W/4"-4" WHITE | COUPLERS/AIR PRESSURE SW | 799.4 | Each
T9-RDK04-3 | RADON KIT W/4"-3" WHITE | COUPLERS/AIR PRESSURE SW | 753.6 | Each
T9-RDN04 | RADON KIT W/4"-4" | WHITE COUPLERS | 716.05 | Each
T9-RDN04-3 | RADON KIT W/4"-6" | WHITE COUPLERS | 683.35 | Each
T9-REGUL-2 | 2 SPD SELECTOR SWITCH |  | 84.5 | Each
T9-SW100 | CURRENT SWITCH |  | 163.55 | Each
T9-TD100 | IN LINE DUCT FAN |  | 371.2 | Each
T9-TD100X | IN LINE DUCT FAN |  | 736.05 | Each
T9-TD125 | IN LINE DUCT FAN |  | 844.75 | Each
T9-TD150 | IN LINE DUCT FAN |  | 1197.1 | Each
T9-TD200 | IN LINE DUCT FAN |  | 1440.55 | Each
T9-TD250 | IN LINE DUCT FAN |  | 2111.35 | Each
T9-TD315 | IN LINE DUCT FAN |  | 2816.6 | Each
T9-TF104 | 4" IN LINE BOOSTER |  | 637.3 | Each
T9-TF106 | 6" IN LINE BOOSTER |  | 775.6 | Each
T9-TF112 | VENTILATION FAN |  | 2004.4 | Each
T9-TW8-2 | THRUWALL FAN - 2 SPD | 8", 9 3/4" GRILL, 0.85 A | 364.2 | Each
T9-TW208 | THRUWALL FAN - VAR. SPD. | 8" X 9 3/4" 360Deg GRILL | 507.45 | Each
T9-VS100 | SPEED CONTROL DB5 |  | 166.6 | Each
T9-VS200 | PLUG IN SPEED CONTROL |  | 237.85 | Each
T9-WF12 | 12" AXIAL WALL FAN | 1260 CFM | 1359.75 | Each
T9-WF18 | 18" AXIAL WALL FAN | 3690 CFM | 1793.7 | Each
T9-WF20 | 20" AXIAL WALL FAN | 4520 CFM | 1980.35 | Each
O5-5409-3-2 | 2.43" PN 120V B/S EUREKA |  | 81.1 | Each
O5-114786 | 7.5" BP 2-STG 120V B/B |  | 1752.4 | Each
O5-114787 | 7.5" BP 3-STG 120V B/B |  | 1887.25 | Each
O5-114788 | 7.5" BP 2-STG 220V B/B |  | 2756 | Each
O5-115330 | 7.2" BP 2-STG 120V B/B |  | 999.8 | Each
O5-115334 | 7.2" BP 2-STG 120V B/B |  | 805.05 | Each
O5-115419 | 7.5" BP 3-STG 42V D/C |  | 4898.4 | Each
O5-115519 | 7.2" BP 2-STG 240V B/B |  | 1906.6 | Each
O5-115737 | 5.7" TF 2-STG 120V |  | 366.45 | Each
O5-115792 | 5.7" TF 2-STG 120V B/S |  | 523.65 | Each
O5-115909 | 5.7" BP 2-STG 120V B/S |  | 486.05 | Each
O5-115923 | 5.7" TF 2-STG 120V B/B |  | 256.45 | Each
O5-115937 | 7.2 BPT, 2STG B/B 120V |  | 865.35 | Each
O5-115950 | 7.2" BP 2-STG 220V B/B |  | 1091.05 | Each
O5-115962 | 7.2" BP 2-STG 120V B/B |  | 939.05 | Each
O5-115963 | 7.2" BP 2-STG 220V B/B |  | 1879.85 | Each
O5-115982 | 5.7" TF 2-STG 120V B/S |  | 737.2 | Each
O5-116025-13 | 5.7" BPP 2-STG 120V B/B |  | 588.9 | Each
O5-116103-00 | 7.2" BP 3-STG 120V B/B |  | 902.7 | Each
O5-116111-00 | 5.7" TF 2-STG 220V B/B |  | 482.2 | Each
O5-116114-00 | 5.7" BP 2-STG 120V B/B |  | 951 | Each
O5-116118-00 | 7.2" BP 3-STG 120V B/B |  | 1498.95 | Each
O5-116125-00 | 5.7" BP 2-STG 240V B/S |  | 632.1 | Each
O5-116137 | 7.2" BP 3-STG 120V B/B |  | 945.75 | Each
O5-116139 | 7.2"BP 3-STG 220V B/B |  | 2235.6 | Each
O5-116155-00 | 5.7" BP 2-STG 24V B/B |  | 563.65 | Each
O5-116156-00 | 5.7" BP 2-STG 36V B/B |  | 884.4 | Each
O5-116157-00 | 5.7" BP 2-STG 24V B/B |  | 403.1 | Each
O5-116158-00 | 5.7" BP 2-STG 36V B/B |  | 1607.1 | Each
O5-116161-00 | 7.2" BP 3-STG 120 B/B |  | 1375.6 | Each
O5-116196-00 | 5.7" BP 1-STG 120V B/S |  | 471.8 | Each
O5-116207-00 | 5.7" BP 2-STG 120V B/B |  | 412.4 | Each
O5-116212-00 | 5.7" BP 2-STG 120V B/B |  | 626.8 | Each
O5-116213-00 | 5.7" BP 2-STG 240V B/B |  | 1290.1 | Each
O5-116227-00 | 5.7" TF 2-STG 120V B/S |  | 715.1 | Each
O5-116271-00 | 5.7" BP 1-STG 220V B/S |  | 516.05 | Each
O5-116297-00 | 5.7" TF 1-STG 120V B/S |  | 367.6 | Each
O5-116299-00 | 5.7" BP 1-STG 120V B/S |  | 311.6 | Each
O5-116310-00 | 5.7" TF 1-STG 220V B/S |  | 297.75 | Each
O5-116311-01 | 5.7" TF 2-STG 120V B/B |  | 325.2 | Each
O5-116312-00 | 5.7" TF 2-STG 220V B/S |  | 552.9 | Each
O5-116325-00 | 5.7" BP 1-STG 120V B/S |  | 508.8 | Each
O5-116336-01 | 5.7" BP 2-STG 120V B/B |  | 351.75 | Each
O5-116340-00 | 5.7" BP 1-STG 240V B/S |  | 444.55 | Each
O5-116354-00 | 5.7" BP 2-STG 240V B/B |  | 519.45 | Each
O5-116355-00 | 5.7" 240V 2 STG BPT B/B |  | 719.65 | Each
O5-116378-00 | 4.3" TF 2-STG 120V B/B |  | 501.6 | Each
O5-116392-00 | 5.7"BP 2-STG 120V BB EPO |  | 351.75 | Each
O5-116392-01 | 5.7" BP 2-STG 120V B/B |  | 302.3 | Each
O5-116392-29 | 5.7" BP 2-STG 120V B/B |  | 751.95 | Each
O5-116429-00 | 5.7" TF 2-STG 120V B/S |  | 803.55 | Each
O5-116456-50 | 5.7" TF 1-STG 240V B/S |  | 367.75 | Each
O5-116457-50 | 5.7" TF 2-STG 120V B/S |  | 310.9 | Each
O5-116471-13 | 5.7" BP 2-STG 120V B/B |  | 722.45 | Each
O5-116472-00 | 5.7" TG 2-STG 120V B/B |  | 375.6 | Each
O5-116472-13 | 5.7" TG 2-STG 120V B/B |  | 352.7 | Each
O5-116474-00 | 5.7"BP 2-STG 120V B/B |  | 558.8 | Each
O5-116513-13 | 5.7" TAN 3-STG 36V B/B |  | 421.6 | Each
O5-116513-32 | 5.7" BP 3-STG 36V B/B |  | 881.35 | Each
O5-116514-13 | 5.7" BP 3-STG 24V B/B |  | 751.5 | Each
O5-116515-13 | 5.7" BP 3-STG 24V B/B |  | 398.65 | Each
O5-116520-50 | 5.7" BP 1-STG 120V B/S |  | 412.85 | Each
O5-116549-13 | 5.7" BP 2-STG 240V B/B |  | 840.4 | Each
O5-116551-50 | 4.8" 2 STG 120V PRE DIS |  | 348.25 | Each
O5-116565-00 | 5.7" BP 3-STG 120V B/B |  | 483.25 | Each
O5-116565-13 | 5.7" BP 3-STG 120V B/B |  | 810.95 | Each
O5-116565-29 | 5.7" BPT 3-ST6 120V BBIT | VACUUM MOTOR | 1017.35 | Each
O5-116566-13 | 5.7" BP 3-STG 120V B/B |  | 650.4 | Each
O5-116579-00 | 5.7" TF 1-STG 120V B/B |  | 700.35 | Each
O5-116599-29 | VAC MOTOR |  | 583.2 | Each
O5-116668-50 | 5.7" TF 1-STG. 240V B/S |  | 616.15 | Each
O5-116670-50 | 5.7" TF 2STG 240V B/S |  | 737.2 | Each
O5-116757-13 | 5.7" BP 2-STG 120V B/B |  | 486.05 | Each
O5-116758-11 | 5.7" BP 2-STG 120V B/B | W/INTERUPTER BRUSHES | 557.65 | Each
O5-116758-13 | 5.7" BP 2-STG 120V B/B |  | 517.8 | Each
O5-116763-13 | 5.7" BP 2-STG 120V B/B |  | 421.6 | Each
O5-116764-13 | 5.7" BP 3-STG 120V B/B |  | 646.1 | Each
O5-116765-00 | 5.7" BP 3-STG 120V BB |  | 368.9 | Each
O5-116765-13 | 5.7" BP 3-STG 120V B/B |  | 393.9 | Each
O5-116859-13 | 5.7" BP 3-STG 240V B/B |  | 840.4 | Each
O5-116882-50 | 5.7" TF 1-STG 220V B/S |  | 322.05 | Each
O5-116883-00 | 5.7" TF 2-STG 120V B/B |  | 1320.6 | Each
O5-116883-50 | 5.7" TF 2-STG 120V B/S |  | 512.35 | Each
O5-116988-00 | 5.1" TF 1-STG 120V B/B |  | 432.75 | Each
O5-117080-00 | 4.3" TF 2-STG 120V B/B |  | 324.7 | Each
O5-117123-00 | 5.7" BPT 3-STG 240V B/B |  | 947.8 | Each
O5-117123-13 | 5.7" BPT 3-STG 240V B/B |  | 643.2 | Each
O5-117135-00 | 5.7" TF 1-STG 120V B/B |  | 432.75 | Each
O5-117465-00 | 7.2" BP 2-STG 120V B/B |  | 911.85 | Each
O5-117465-13 | 7.2" BPT 2-STG 120V B/B |  | 772.6 | Each
O5-117467-00 | 7.2" BP 2-STG 120V B/B |  | 620.65 | Each
O5-117467-13 | 7.2" BP 2-STG 120V B/B |  | 987.15 | Each
O5-117488-13 | 7.2"BPT 2-STG.120V.BB |  | 1592.35 | Each
O5-117500-12 | 7.2"BPT 3-STG 120V B/B | VAC MOTOR | 742.35 | Each
O5-117502-12 | 7.2" 3 STAGE B/B 240 | VOLT | 835.75 | Each
O5-117507-00 | 7.2" BP 3-STG 120V B/B |  | 736.2 | Each
O5-117507-13 | 7.2" BP 3-STG 120V B/B |  | 737.45 | Each
O5-117511-00 | 7.2" BP 3-STG 120V B/B |  | 1871.65 | Each
O5-117549-12 | 7.2" BP 2-STG 120V B/B |  | 980.6 | Each
O5-117572-12 | 7.2" BPT 2-STG 240V B/B |  | 2824.75 | Each
O5-117760-00 | 5.7" TF 1-STG 120V HE B/ |  | 246.35 | Each
O5-119292-00 | 4-STG BP TAN 120V |  | 961 | Each
O5-119347-00 | MTR/BLWR THRU-FLOW | 1 STAGE 1SPD | 375.1 | Each
O5-119400-00 | 1-STG TRU-FLOW 120 VOLT |  | 189.95 | Each
O5-119401-00 | 1-STG TRU FLO 240 VOLT |  | 308.3 | Each
O5-119402-00 | 2-STG TRU FLO 120 VOLT |  | 339.5 | Each
O5-119403-00 | 2-STG TRU FLO 240 VOLT |  | 300.45 | Each
O5-119406-00 | 2-STG BP PERF 120 VOLT |  | 461.15 | Each
O5-119406-13 | 2-STG BP PERF 120V AS/E |  | 476.25 | Each
O5-119407-00 | 2-STG BP TANG. 120 VOLT |  | 669.15 | Each
O5-119409-00 | 2-STG TRU FLO 240V 2AM |  | 439.75 | Each
O5-119410-00 | 2-STG BP TANG 120 VOLT |  | 639.85 | Each
O5-119411-00 | 1-STG TRU FLO 120V 2AM |  | 312.5 | Each
O5-119412-00 | 2-STG BP TANG. 120 VOLT |  | 337.8 | Each
O5-119412-13 | 2-STG BP TAN 120V AS/E |  | 459.9 | Each
O5-119413-00 | 2-STG BP-Q 120 VOLT |  | 439.35 | Each
O5-119413-13 | 2-STG BP-Q 120 VOLT AS/E |  | 459.9 | Each
O5-119414-00 | 2-STG BP PERF. 120 VOLT |  | 387.85 | Each
O5-119431-13 | 2-STG BP-PERF 36VOLT AS/ |  | 740.7 | Each
O5-119432-13 | 3-STG BP TAN 36VOLT AS/E |  | 646.1 | Each
O5-119432-24 | 3 STG BPT-SPEC 36 V AS/E |  | 838.3 | Each
O5-119432-29 | 5.7" 36V 3STG 185W | 45CFM 17.4A 14188 RPM | 830.1 | Each
O5-119433-13 | 3-STG BP TAN 24VOLT AS/E |  | 764.55 | Each
O5-119433-29 | 5.7" 24V 3 STG 142W | 41CFM 21A 12517RPM | 831.55 | Each
O5-119434-13 | 2-STG BP-TAN 36 VOLT AS/ |  | 704.95 | Each
O5-119436-13 | 2-STG PB-T 24VOLT AS/E |  | 713.6 | Each
O5-119437-13 | 3-STG BP-Q 36VOLT AS/E |  | 765.8 | Each
O5-119438-13 | 3-STG BP-Q 24VOLT AS/E |  | 764.35 | Each
O5-119514-00 | 2 STAGE 120 VOLT 6.5 AMP |  | 952.9 | Each
O5-119516-13 | 2-STGBP PERF. 24VOLT AS- |  | 689.6 | Each
O5-119517-13 | 3-STGBP-PERF 24VOLT AS/E |  | 741.65 | Each
O5-119631-00 | 5.7" VACUUM MOTOR | 120V 2STG BB | 288.7 | Each
O5-119645-00 | 5.7" VACUUM MOTOR |  | 500.7 | Each
O5-119678-00 | 5.7" VACUUM MOTOR | 240V 2STG BB | 1201.65 | Each
O5-121102-13 | 5.7,230V,2STG,Q, B/B |  | 2209.1 | Each
O5-121113-04 | 7.2,120V,2STG,T, B/B |  | 4723 | Each
O5-121113-13 | 7.2,120V,2STG,T, B/B |  | 4541.1 | Each
O5-121114-13 | 7.2,230V,2STG,T, B/B |  | 3985.05 | Each
O5-122133-00 | 1 STAGE BP 120V |  | 604.6 | Each
O5-122167-00 | VACCUM MOTOR |  | 168.15 | Each
O5-122175-00 | VACUUM MOTOR |  | 597.5 | Each
O5-122288 | AMETEK THRU FLOW MOTOR | 600AIR WATTS 2 STAGES | 319.85 | Each
O5-131000 | MOTOR AMETEK VL THRU- | FLOW 1F 5.7" 120V BB | 175.55 | Each
O5-1131110 | MOTOR AMETEK THRU-FLOW | 2F 5.7" 120V HPERF | 317.15 | Each
FA-C426V2 | 1SP 1725RPM 115/208-230V |  | 736 | Each
UE-7FD1026 | 1/4HP 1075/3 277V 1.6A |  | 480.65 | Each
UE-10 | 1/125HP 115V 1550RPM | D129 | 197.5 | Each
UE-11 | 1/30HP 115V 3000RPM 1.1A | D011 | 137.6 | Each
UE-18 | 1/50HP 115V 1550RPM .75A | D603 | 114.6 | Each
UE-19 | 1/50HP 115V 1550RPM .75A | D609 | 103.15 | Each
UE-25 | 1/60HP 115V 1550RPM .73A |  | 166.4 | Each
UE-33 | 1/70HP 115V 3000RPM .62A | D033 | 113.05 | Each
UE-36 | 1/40HP 115V 3000RPM .92A | D206 | 131.95 | Each
UE-41 | 1/20HP 115V 1550RPM 1.5A | D0041 | 195.55 | Each
UE-43 | 1/15HP 115V 1550RPM 1.9A |  | 142.8 | Each
UE-46A | 1/12HP 115V 1550RPM 2.6A |  | 309.15 | Each
UE-48 | 1/20HP 115V 1050RPM 2.1A |  | 442.7 | Each
UE-50 | 1/15HP 115V 1050RPM 2.5A |  | 480.65 | Each
UE-53 | 1/12HP 115V 1550RPM 2.6A |  | 408.9 | Each
UE-55 | 1/15HP 115V 1050RPM 2.5A |  | 497.1 | Each
UE-78 | 1/15HP 115V 1550RPM 2.1A |  | 663.65 | Each
UE-85 | 1/10HP 115V 850RPM 4.0A |  | 507.85 | Each
UE-89 | 1/10HP 115V 1050RPM 3.3A |  | 352.85 | Each
UE-90 | 1/8HP 115V 1050RPM 5.2A |  | 405.6 | Each
UE-96 | 1/15HP 115V 1050RPM 3.0A |  | 373.45 | Each
UE-97 | 1/12HP 115V 1050RPM 4.0A |  | 711.45 | Each
UE-98 | 1/8HP 115V 1050RPM 5.1A |  | 427.05 | Each
UE-136A | 1/6HP 115V 1075RPM 2.5A |  | 625.7 | Each
UE-144A | 1/4HP 115V 1050RPM 7.6A |  | 636.45 | Each
UE-146A | 1/6HP 115V 1050RPM 7.0 A |  | 529.25 | Each
UE-148A | 1/3HP 115V 1075RPM 5.6A |  | 630.65 | Each
UE-150 | 3/4HP 208V 1075RPM 3.9A |  | 784 | Each
UE-153 | 1/8HP 115V 1050RPM 3.5A |  | 427.05 | Each
UE-158A | 3/4HP 460V 1075RPM 2.2A |  | 427.05 | Each
UE-159 | 1HP 208V 1075RPM 5.0A |  | 1029.65 | Each
UE-174A | 1/6HP 208V 1625RPM 1.0AM |  | 435.3 | Each
UE-182A | 1/10HP 208V 1075RPM 0.7A |  | 366.85 | Each
UE-305 | 1/40HP 115V 1050RPM 1.1A |  | 502.05 | Each
UE-307 | 1/25HP 115V 1550RPM 1.2A | D0307 | 141.9 | Each
UE-308 | 1/100HP 115V 3000RPM .55 | D229 | 130.35 | Each
UE-309 | 1/10HP 230V 850RPM 2.2AM |  | 546.55 | Each
UE-314 | 1/40HP 115V 1550RPM .90A | D0314 | 178.4 | Each
UE-320 | 1/15HP 208V 1050RPM 1.3A |  | 408.9 | Each
UE-323 | 1/12HP 115V 1550RPM 3.2A |  | 451.75 | Each
UE-326 | 1/7HP 115V 1050RPM 5.2AM |  | 357.8 | Each
UE-332 | 1/20HP 115V 1000RPM 2.2A |  | 561.4 | Each
UE-335 | 1/40HP 115V 3000RPM .83A | D1192 | 256.25 | Each
UE-341 | 1/10HP 115V 1650RPM 2.2A |  | 648.75 | Each
UE-342 | 1/15HP 115V 1550RPM 1.6A | D1142 | 209.3 | Each
UE-345 | 1/6HP 115V 1050RPM 7.0AM |  | 258.05 | Each
UE-347 | 1/8HP 115V 1550RPM 3.3AM |  | 494.65 | Each
UE-348 | 1/6HP 230V 1050RPM 2.9AM |  | 410.2 | Each
UE-349 | 1/125HP 115V 3000RPM .35 | D208 | 240.35 | Each
UE-350 | 1/40HP 115V 1550RPM 1.0A | D137 | 218.2 | Each
UE-356 | 1/15HP 115V 1550RPM 2.7A | D367 | 200.85 | Each
UE-359 | 1/20HP 115V 1550RPM 2.7A | D359 | 167 | Each
UE-360 | 1/6HP 115V 1075RPM 2.6AM |  | 605.1 | Each
UE-362A | 1/10HP 115V 1075RPM 1.7A |  | 417.95 | Each
UE-363 | 1/20HP 115V 1550RPM 1.8A |  | 561.4 | Each
UE-364 | 1/20HP 115V 1550RPM 1.8A |  | 513.6 | Each
UE-370 | 1/75HP 115V 1550RPM .60A | D370 | 126.35 | Each
UE-373 | 1/30HP 115V 1100RPM .60A |  | 864.8 | Each
UE-379 | 1/12HP 277V 1050RPM 1.1A |  | 431.15 | Each
UE-380 | 1/6HP 115V 1075RPM 2.6AM |  | 535.05 | Each
UE-381 | 1/10HP 208V 1075RPM .81A |  | 480.65 | Each
UE-382 | 1/25HP 115V 1625RPM .73A |  | 711.45 | Each
UE-385 | 1/5HP 115V 1050RPM 6.8AM |  | 366.85 | Each
UE-389 | 1/15HP 115V 1050RPM 2.4A |  | 373.45 | Each
UE-390 | 1/4HP 115V 1050RPM 3.6AM |  | 507.85 | Each
UE-391 | 1/4HP 208V 1050RPM 1.5AM | 3 SPEED | 507.85 | Each
UE-393 | 1/15HP 115V 1050RPM 2.4A |  | 458.35 | Each
UE-394 | 1/15HP 115V 1050RPM 2.2A |  | 701.55 | Each
UE-396 | 1/20HP 208V 1450RPM .95A | D0396 | 100.7 | Each
UE-399 | 1/3HP 230V 1365RPM 2.4AM |  | 577.1 | Each
UE-407 | 1/6HP 115V 1550RPM 4.8AM |  | 357.8 | Each
UE-415 | 1/12HP 115V 1050RPM 2.5A |  | 494.65 | Each
UE-418 | 1/15HP 115V 3000RPM 2.0A |  | 261.15 | Each
UE-420 | 1/10HP 115V 1550RPM 3.3A |  | 458.35 | Each
UE-435A | 1/2HP 460V 1075RPM 1.7A |  | 669.4 | Each
UE-436 | 1/3HP 460V 1075RPM 1.0AM |  | 669.4 | Each
UE-442B | 1/6HP 208V 1075RPM 3.8AM |  | 294.75 | Each
UE-446A | 1/6HP 208V 1050RPM 3.0AM |  | 467 | Each
UE-452A | 1/20HP 115V 1075RPM .5AM | 3/8" SHAFT | 686.7 | Each
UE-454A | 1/3HP 230V 1625RPM 2.1AM |  | 639.75 | Each
UE-466 | 1/4HP 208V 1075RPM 1.4AM |  | 507.85 | Each
UE-467A | 1/5HP 208V 165RPM 1.0AMP |  | 530.1 | Each
UE-469 | 1/12HP 115V 1050RPM 2.7A |  | 686.7 | Each
UE-472 | 1/12HP 208V 1550RPM 1.3A |  | 400.65 | Each
UE-483A | 3/4HP 208V 1625RPM 4.2AM |  | 730.4 | Each
UE-484 | 1/15HP 115V 1550RPM 2.3A |  | 474.85 | Each
UE-485 | 1/20HP 115V 1050RPM .94A |  | 658.7 | Each
UE-494B | 1/6HP 208V 1050RPM 3.3AM |  | 474.85 | Each
UE-495B | 1/4HP 208V 1050RPM 4.5AM |  | 484.75 | Each
UE-513A | 1/6HP 208V 1040RPM 1.3AM |  | 594.4 | Each
UE-515 | 1/4HP 208V 1100RPM 1.5AM |  | 561.4 | Each
UE-0528 | UNIVERSAL 0528 |  | 217.1 | Each
UE-535 | 1/25HP 115V 1550RPM 1.8A | D0535 | 159.1 | Each
UE-540 | UNIVERSAL 540 | D0540 | 96.5 | Each
UE-541 | UNIVERSAL 541 | D228 | 158.3 | Each
UE-543 | UNIVERSAL 543 |  | 455.05 | Each
UE-546 | UNIVERSAL 546 |  | 577.1 | Each
UE-0547A | UNIVERSAL 0547 |  | 606.75 | Each
UE-559 | 1/5HP 115V 1050RPM 7.9AM |  | 518.55 | Each
UE-562 | 1/25HP 115V 1630RPM 1.6A | D0562 | 164.7 | Each
UE-563 | 1/15HP 115V 1600RPM 2.9A | D0563 | 230.95 | Each
UE-566A | 1/4HP 115V 1075RPM 3.2AM |  | 540.8 | Each
UE-571 | 1/20HP 115V 3000RPM 1.8A | D457 | 389.05 | Each
UE-580 | 1/20HP 115V 3300RPM 1.8A | D1180 | 611.85 | Each
UE-585 | 1/6HP 115V 1050RPM 7.9AM |  | 412.6 | Each
UE-593 | 1/6HP 208V 1550RPM 3.2AM |  | 456.7 | Each
UE-594A | 1/2HP 115V 1075RPM 7.3AM |  | 663.65 | Each
UE-595 | 1/8HP 277V 1075RPM .83AM |  | 605.1 | Each
UE-596 | 1/8HP 277V 1075RPM .83AM |  | 582.85 | Each
UE-598 | 1/8HP 230V 1550RPM 1.9AM |  | 371 | Each
UE-599 | 1/10HP 115V 1550RPM 3.0A |  | 550.7 | Each
UE-604 | 1/20HP 115V 1050RPM 2.8A |  | 236.9 | Each
UE-610 | 1/20HP 115V 1550RPM 2.4A |  | 350.4 | Each
UE-611 | 1/20HP 115V 1550RPM 2.4A |  | 366.85 | Each
UE-612A | 1/15HP 115V 1550RPM 2.8A |  | 385 | Each
UE-621 | 1/10HP 115V 1550RPM 3.15 | D1107 | 235.55 | Each
UE-629A | 1/6HP 208V 825RPM 1.2AMP |  | 408.9 | Each
UE-633 | 1/50HP 120V 1400RPM .73A | D633 | 154.2 | Each
UE-639 | 1/10HP 208V 1075RPM .7AM |  | 405.6 | Each
UE-640 | 1/20HP 115V 1050RPM 2.6A |  | 417.95 | Each
UE-641 | 1/30HP 115V 1075RPM .5AM |  | 642.2 | Each
UE-642 | 1/4HP 277V 1475RPM 1.1AM |  | 663.65 | Each
UE-645 | 1/3HP 208V 1120RPM 1.2AM |  | 490.5 | Each
UE-648A | 1/2HP 115V 1200/2 8.1AMP |  | 625.7 | Each
UE-657 | 1/20HP 208V 1550RPM .75A |  | 581.2 | Each
UE-660 | 1/15HP 230V 3450RPM 1.0A | D459 | 422.8 | Each
UE-661A | 1/4HP 115V 1625RPM 3.3AM |  | 619.95 | Each
UE-665A | 1/3HP 208V 1625RPM 1.9AM |  | 625.7 | Each
UE-666A | 1/2HP 208V 1625RPM 3.8AM |  | 619.95 | Each
UE-667 | 1/5HP 208V 1075RPM 1.5AM |  | 353.65 | Each
UE-668A | 3/4HP 208V 1075RPM 4.3AM |  | 502.9 | Each
UE-669 | 1/10HP 115V 1050RPM 1.7A |  | 442.7 | Each
UE-670 | 1/6HP 115V 1075RPM .83AM |  | 848.3 | Each
UE-0676 | UNIVERSAL 0676 |  | 399.85 | Each
UE-0679 | UNIVERSAL |  | 197.25 | Each
UE-680A | 1/8HP 115V 775RPM 1.7AMP |  | 906 | Each
UE-684 | 1/5HP 115V 1050RPM 6.8AM |  | 251.65 | Each
UE-686 | 1/15HP 115V 1000RPM 3.2A |  | 259.6 | Each
UE-689 | 1/5HP 115V 1070RPM 4.8AM |  | 400.65 | Each
UE-690 | 1/6HP 208V 1110RPM 1.03A |  | 630.65 | Each
UE-695 | 1/4HP 208V 1075RPM 1.6AM |  | 203.85 | Each
UE-722A | MAG IHP C722 |  | 808.7 | Each
UE-730A | 1/6HP 115V 1140RPM 2.4AM |  | 518.55 | Each
UE-731A | 1/4HP 115V 1140RPM 3.8AM |  | 555.65 | Each
UE-732A | 1/3HP 115V 1140RPM 4.8AM |  | 589.45 | Each
UE-733A | 1/2HP 115V 1140RPM 5.6AM |  | 624.05 | Each
UE-734A | 1/4HP 115V 1140RPM 5.0AM |  | 658.7 | Each
UE-743 | 1/6HP 208-230V 825RPM |  | 455.05 | Each
UE-744 | 1/3HP 208-230V 1075RPM |  | 282.9 | Each
UE-745 | 1/6HP 120V 1550RPM 5.0AM |  | 412.2 | Each
UE-747 | 1/4HP 208-230V 1625RPM |  | 436.1 | Each
UE-767A | 1/4HP 115V 1725RPM 3.4AM |  | 648.8 | Each
UE-768A | 1/3HP 115V 1725RPM 3.8AM |  | 690 | Each
UE-769A | 1/2HP 115V 1725RPM 5.0AM |  | 756.8 | Each
UE-781 | 1/10HP 115V 1550RPM 2.4A |  | 412.2 | Each
UE-782 | 1/4HP 460V 1625RPM .93AM |  | 711.45 | Each
UE-783 | 1/2HP 460V 1625RPM 1.6AM |  | 835.1 | Each
UE-785 | 1/2HP 460V 1075RPM 1.8AM |  | 471.15 | Each
UE-786 | 1/3HP 460V 825RPM 1.4AMP |  | 808.7 | Each
UE-787A | 1/2HP 460V 825RPM 2.1AMP |  | 611.05 | Each
UE-788 | 1/4HP 460V 1075RPM .98AM |  | 577.1 | Each
UE-790A | 1/2HP 460V 1075RPM 1.6AM |  | 572.95 | Each
UE-791A | 3/4HP 460V 1075RPM 2.6AM |  | 770.8 | Each
UE-792 | 3/4HP 460V 1075RPM 2.6AM |  | 736.2 | Each
UE-793 | 1/15HP 115V 1050RPM 1.2A |  | 701.55 | Each
UE-795A | 1/5HP 208V 825RPM 1.6AMP |  | 432 | Each
UE-796 | 1/3HP 460V 1075RPM 1.3AM |  | 470.75 | Each
UE-799 | 1/8 HP 115V 1075 RPM | 2.6 AMP | 295.95 | Each
UE-815A | 1/6 HP 1140 RPM 3.6 AMP | 1.35 SF | 535.85 | Each
UE-889 | 1/3HP 115V 1800RPM 5.8AM |  | 690.85 | Each
UE-906L | 1/3HP 115V 1800RPM 4.6AM |  | 546.85 | Each
UE-917 | 1/6HP 115V 1800RPM 4.4AM |  | 413.05 | Each
UE-919 | 1/4HP 115V 1800RPM 5.4AM |  | 631.5 | Each
UE-920L | 1/4HP 115V 1800RPM 5.4AM |  | 450.65 | Each
UE-921 | 1/P 115V 1800RPM 5.8AMP |  | 687.55 | Each
UE-922L | 1/3HP 115V 1800RPM 5.8AM |  | 483.65 | Each
UE-925L | 1/3-.09HP 115V 1800/1200 |  | 879.6 | Each
UE-939L | 1/12HP 115V 1.75AMP |  | 629.3 | Each
UE-941L | 1/6HP 115V 2.8AMP |  | 650.45 | Each
UE-942 | 1/4HP 115V 1050RPM 6.2AM |  | 405.6 | Each
UE-945 | 1/8HP 115V 1500RPM 1.2AM |  | 630.65 | Each
UE-950 | 1/10HP 115V 1695RPM .87A |  | 458.35 | Each
UE-951 | 1/30HP 115V 3000RPM 1.12 | D208 | 156.3 | Each
UE-952 | 1/30HP 115V 1100RPM .74A |  | 621.6 | Each
UE-953 | 1/15HP 115V 1100RPM .8AM |  | 619.95 | Each
UE-954 | 1/30HP 115V 1100RPM .6AM |  | 545.75 | Each
UE-955 | 1/6HP 115V 1500RPM 2.0AM |  | 636.45 | Each
UE-969 | 1/2HP 115/230V 900RPM |  | 744.4 | Each
UE-970A | 1/3HP 115/230V 1800RPM |  | 502.05 | Each
UE-978 | 1/20HP 115V 1050RPM 1.7A |  | 504.55 | Each
UE-992 | 1/2HP 208-230V 1075RPM |  | 707.3 | Each
UE-1067A | BEARING |  | 21.4 | Each
UE-1177A | TRIANGLE BRACKET |  | 45.35 | Each
UE-1180A | BASE CLIP |  | 46.25 | Each
UE-1181A | MTG. CLIP |  | 27.3 | Each
UE-1182A | MTG. RING |  | 19.3 | Each
UE-1183A | GASKET |  | 28.1 | Each
UE-1202A | COND.FITTING |  | 55.3 | Each
UE-1204A | RUBBER GROMMETS |  | 22.3 | Each
UE-1206 | BASE |  | 98.95 | Each
UE-1207 | BASE |  | 75.95 | Each
UE-1211A | BASE |  | 67.65 | Each
UE-1212 | BASE |  | 65.95 | Each
UE-1216A | COND. BOX |  | 61.85 | Each
UE-1217A | COND. BOX |  | 43.15 | Each
UE-1218A | ADPTR KIT |  | 51.15 | Each
UE-1219A | RUBBER RING |  | 40.45 | Each
UE-1220A | MTG.RING |  | 37.95 | Each
UE-1221A | ADAPTER RING 2/PK CARDED | CONVERTS 2.25" TO 2.5" | 32.2 | 2pk
UE-1226A | BASE |  | 65.15 | Each
UE-1229 | BASE |  | 47.65 | Each
UE-1230A | CAP BRACKET |  | 27.55 | Each
UE-1231A | 1/4"-5/16" ADAPTERS 5/PK |  | 65.15 | 5pk
UE-1233A | SPEED CONTROL |  | 233.3 | Each
UE-1234A | SPEED CONTROL |  | 363.55 | Each
UE-1236A | VIB. INSULATOR |  | 79.15 | Each
UE-1255A | MTG. RING |  | 28.4 | Each
UE-1256A | COND. BOX |  | 40.85 | Each
UE-1257A | COND. BOX |  | 61.85 | Each
UE-1292A | BASE |  | 65.95 | Each
UE-1295A | ADAPTOR PLATE |  | 68.5 | Each
UE-1296A | CONDENSER BOX |  | 70.9 | Each
UE-1300A | 1/4"-3/8" ADAPTERS 5/PK |  | 71.9 | 5pk
UE-1302A | 5/16"-3/8" ADAPTERS 5/PK |  | 80.8 | 5pk
UE-1304A | 5/16"-12" ADAPTERS 5/PK |  | 80.8 | 5pk
UE-1305A | 3/8"-7/16" ADAPTERS 5/PK |  | 71.85 | 5pk
UE-1306A | 3/8"-1/2" ADAPTERS 5/PK |  | 49.5 | 5pk
UE-1307A | 1/2"-5/8" ADAPTERS 5/PK |  | 40.85 | 5pk
UE-1308A | SHAFT EXTENSION |  | 31.35 | Each
UE-1310A | SHAFT EXTENSION |  | 32.65 | Each
UE-1320A | LUG BRACKET |  | 70.95 | Each
UE-1322A | CONNECTOR 3-PER PACK |  | 79.15 | Each
UE-1327A | 1/4" LUG KIT |  | 78.35 | Each
UE-1328A | 3/4" LUG KIT |  | 52.45 | Each
UE-1329A | ADAPTER KIT |  | 98.95 | Each
UE-1330A | RAIN SHIELD |  | 46.25 | Each
UE-1342A | BASE |  | 78.35 | Each
UE-1364A | LUG BRACKET |  | 79.15 | Each
UE-1365A | CAPACITOR BOOT 5/PK |  | 65.95 | 5pk
UE-1366A | LUG BRACKET |  | 85 | Each
UE-1376A | RUBBER MTG |  | 41.3 | Each
UE-1377A | LUG BRK |  | 70.95 | Each
UE-1378A | LUG BKT |  | 85 | Each
UE-1379A | LUG BRK |  | 74.2 | Each
UE-1380A | LUG BRK |  | 86.65 | Each
UE-1381A | RUBBER MTG |  | 53.65 | Each
UE-1383A | RAIN SHIELD |  | 46.25 | Each
UE-1386 | MTG KIT |  | 88.25 | Each
UE-1387A | RUBBER RING |  | 41.3 | Each
UE-1407A | SPEED CONTROL |  | 266.3 | Each
UE-1408A | SPEED CONTROL |  | 385.8 | Each
UE-1410A | LUG BRK |  | 67.65 | Each
UE-1411A | RAIN SHIELD |  | 56.1 | Each
UE-1412A | RAIN SHIELD |  | 61.85 | Each
UE-1414A | BOLT KIT |  | 52 | Each
UE-1422A | BASE |  | 70.95 | Each
UE-1479 | MTG. KIT |  | 85 | Each
UE-1482A | CAPACITOR BRACKET/ COVER |  | 35.5 | Each
UE-1483A | 5/8"-3/4" ADAPTERS 5/PK |  | 82.75 | 5pk
UE-1487A | 1/2"-5/8" ADAPTERS 5/PK |  | 84.1 | 5pk
UE-1488A | THREADED SHAFT ADAPTER |  | 68.5 | Each
UE-1495 | MTG. KIT |  | 102.25 | Each
UE-1618A | NUT & WASHER 8/32 |  | 27.3 | Each
UE-1639A | CASE STUD 8/32 |  | 38.75 | Each
UE-1640A | CASE STUD 10/32 |  | 38.75 | Each
UE-2044A | BASE |  | 61.85 | Each
UE-2061A | BASE |  | 79.15 | Each
UE-2063A | BASE |  | 84.1 | Each
UE-2064A | STUD 8/32 |  | 31.8 | Each
UE-2087A | STUD 10/32 |  | 33.05 | Each
UE-2094A | LUG BRACKET |  | 104.7 | Each
UE-2097A | RAIN SHIELD |  | 47.85 | Each
UE-2098A | BUTT PLATE RHEEM |  | 68.5 | Each
UE-2111A | END PLATE TE B/B |  | 69.3 | Each
UE-2112A | END PLATE TE B/B |  | 69.3 | Each
UE-2235 | FAN BLADE |  | 30.55 | Each
UE-2267 | FAN BLADE |  | 35.5 | Each
UE-2268 | FAN BLADE |  | 35.5 | Each
UE-2271 | BRACKET |  | 13.25 | Each
UE-2272 | BRACKET |  | 13.25 | Each
UE-2273 | BRACKET |  | 7.75 | Each
UE-2274 | BRACKET |  | 16.5 | Each
UE-9200 | 208-230V 1.2AMP 1500RPM |  | 357.8 | Each
UE-9403 | NO LONGER AVAILABLE | 1/5HP 115V 1075RPM 4.8AM | 516.05 | Each
UE-9405A | 3/4HP 115V 1075RPM 10.4A |  | 701.55 | Each
UE-9406A | 3/4HP 208-230V 1075RPM |  | 730.4 | Each
UE-9407 | 1/10HP 115V 1550RPM 4.0A |  | 465.8 | Each
UE-9408 | 1/8HP 115V 1550RPM 2.1AM |  | 572.95 | Each
UE-9421V1A | 1/2HP 460V 1075RPM 1.4AM |  | 861.5 | Each
UE-9422V1A | 3/4HP 460V 1075RPM 2.3AM |  | 989.25 | Each
UE-9431 | 1/6HP 277V 1075RPM .88AM |  | 555.65 | Each
UE-9433 | 1/3HP 277V 1075RPM 1.9AM |  | 636.45 | Each
UE-9434 | 1/2HP 277V 1075RPM 2.5AM |  | 721.35 | Each
UE-9435V1A | 1/2HP 277V 1075RPM 2.8AM |  | 798 | Each
UE-9442 | 1/4HP 277V 1050RPM 1.5AM |  | 540.8 | Each
UE-9448 | 1/10HP 120V 3000RPM 3.8A |  | 347.4 | Each
UE-9451 | 1/4HP 115/230V 1725RPM |  | 721.35 | Each
UE-9466 | 1/8 HP 115V 1075RPM 2.5A |  | 567.2 | Each
UE-9474 | 1/15HP 115V 1075RPM 1.2A |  | 502.9 | Each
UE-9475 | 1/6HP 230V 1550RPM 1.0AM |  | 624.05 | Each
UE-9476A | 1/6HP 115V 1625RPM 2.2AM |  | 599.35 | Each
UE-9600A | 3/4HP 115V 1075RPM 12.6A |  | 858.2 | Each
UE-9605 | 3/4HP 277 V 1075RPM |  | 876.3 | Each
UE-9608 | 1/20HP 115V 1100RPM .60A |  | 529.25 | Each
UE-9611 | 1/4HP 115V 1625RPM 3.2AM |  | 331.4 | Each
UE-9614 | 1/5HP 208V 1550RPM 2.8AM |  | 497.1 | Each
UE-9615 | 1/20HP 115V 1050RPM 2.6A |  | 417.95 | Each
UE-9616 | 1/6HP 115V 1550RPM 6.0AM |  | 465.8 | Each
UE-9617 | 1/10HP 115V 1050RPM 4.3A |  | 375.1 | Each
UE-9618A | 1/4HP 115V 1075RPM 3.0AM |  | 630.65 | Each
UE-9633 | 1/15 1350/1640RPM 115V |  | 408.9 | Each
UE-9644 | 1/5HP 208V 1550RPM 2.8AM |  | 516.05 | Each
UE-9649 | BROAN MOTOR |  | 316.6 | Each
UE-9711 | 1/10 HP 3SPD 230 V | 1075 RPM 42 FR | 436.1 | Each
UE-9713 | 1/8 HP 115V 1075 RPM PSC |  | 442.7 | Each
UE-B116 | 4HP 208-230V 3600RPM |  | 2341.9 | Each
UE-B120 | 1/2HP 230/115V 3600RPM |  | 587.1 | Each
UE-B121 | 3/4HP 230/115V 3600RPM |  | 656.45 | Each
UE-B122 | 1HP 230/115V 3600RPM |  | 752.8 | Each
UE-B123 | 1 1/2HP 230/115V 3600RPM |  | 1018.75 | Each
UE-B124 | 2HP 230V 3600RPM 10.5AMP |  | 1219.15 | Each
UE-B125 | 3HP 230V 3600RPM 14.1AMP |  | 1655.9 | Each
UE-B126 | 1/2HP 230/115V 3600RPM |  | 587.1 | Each
UE-B127 | 3/4HP 230/115V 3600RPM |  | 745.1 | Each
UE-B128 | 1HP 230/115V 3600RPM |  | 851.75 | Each
UE-B129 | 1 1/2HP 230/115V 3600RPM |  | 1018.75 | Each
UE-B130 | 2HP 230V 3600RPM 10.5AMP |  | 1194.75 | Each
UE-B131 | 3HP 230V 3600RPM 14.1AMP |  | 1673.9 | Each
UE-B172 | 1/2HP 115/208-230V 3600R |  | 385.4 | Each
UE-B176 | 1 1/2HP 115/230V 3600RPM |  | 791.4 | Each
UE-B178 | 3HP 208/230V 3600RPM 56H |  | 1145.9 | Each
UE-B179 | 5HP 208-230V 3600RPM 22A |  | 1247.55 | Each
UE-B180 | 5HP 208-230V 3600RPM 22A |  | 1255.8 | Each
UE-B182 | 5HP 208-230V 3600RPM 22A |  | 1305.25 | Each
UE-B220 | 1/2HP 115/230V 3600RPM |  | 425.95 | Each
UE-B221 | 3/4HP 115/230V 3600RPM |  | 464.4 | Each
UE-B222 | 1HP 11/230V 3600RPM |  | 516.6 | Each
UE-B227SE | 3/4HP 230/115V 3600RPM |  | 587.1 | Each
UE-B228SE | 1HP 230/115V 3600RPM |  | 745.1 | Each
UE-B229SE | 1 1/2HP 230/115V 3600RPM |  | 752.8 | Each
UE-B230SE | 2HP 230/115V 3600RPM |  | 1018.75 | Each
UE-B231SE | 2 1/2HP 230V 3600RPM 10. |  | 1194.75 | Each
UE-B365 | 2HP 230/115V 3600RPM |  | 1252.55 | Each
UE-B381 | 2SPL HP 115/230V 3600RPM |  | 703.5 | Each
UE-B382 | 3HP 230V 3600RPM 12.0AMP |  | 1373.95 | Each
UE-B383 | 3SPL HP 115/230V 3600RPM |  | 612.8 | Each
UE-B384 | 5HP 208-230V 3600RPM 22A |  | 981 | Each
UE-B385 | 5SPL HP 208-230V 3600RPM |  | 975.5 | Each
UE-B386 | 5HP 208-230V 3600RPM 22A |  | 975.5 | Each
UE-B387 | 6HP 230V 3600RPM 24.OAMP |  | 1203.6 | Each
UE-B412 | 1/3HP 115/208-230V 3600R |  | 535.85 | Each
UE-B420 | 1/3HP 115/208-230V 3600R |  | 516.6 | Each
UE-B472 | 1/4HP 115/230V 1800RPM |  | 571.6 | Each
UE-B519 | 1/2HP 115/208-230V 3600R |  | 566.1 | Each
UE-B582 | 3/4 208-230V 3600RPM |  | 700.75 | Each
UE-B583 | 1HP 208-230V 3600RPM |  | 741.95 | Each
UE-B584 | 1/2HP 208-230V 3600RPM |  | 708.95 | Each
UE-B585 | 3/4HP 208-230V 3600RPM |  | 708.95 | Each
UE-B586 | 1HP 208-230V 3600RPM |  | 796.9 | Each
UE-B587 | 1/2HP 150/230V 3600RPM |  | 665 | Each
UE-B588 | 3/4HP 208-230/115V 3600R |  | 544.1 | Each
UE-B589 | 1HP 208-230/115V 3600RPM |  | 585.3 | Each
UE-B590 | 1/2HP 115/280-230V 3600R |  | 420.45 | Each
UE-B592 | 3/4HP 208-230V 3600RPM |  | 862.85 | Each
UE-B620 | 3/4HP 230/115V 3600RPM |  | 957.65 | Each
UE-B621 | 1/2HP 115/208-230V 3600R |  | 486.4 | Each
UE-B622 | 1HP 230/115V 3600RPM |  | 838.1 | Each
UE-B625 | 3/4HP 230/115V 3600RPM |  | 745.1 | Each
UE-B633 | 3/4HP 230/115V 3000/3600 |  | 544.1 | Each
UE-B638 | 3/4HP 208-230/115V 3600R |  | 856.85 | Each
UE-B642 | 3/4HP 208-230/115V 3600R |  | 727.8 | Each
UE-B652 | 3/4HP 208-230/115V 3600R |  | 497.35 | Each
UE-B653 | 1HP 208-230/115V 3600RPM |  | 954.5 | Each
UE-B654 | 1HP 208-230/115V 3600RPM |  | 954.5 | Each
UE-B657 | 1/2HP 208-230/115V 3600R |  | 781.1 | Each
UE-B662 | 3/4HP 230/115V 3600RPM |  | 959.65 | Each
UE-B663 | 3/4HP 230/115V 3600RPM |  | 959.65 | Each
UE-B664 | 1/4HP 115/208-230V 1800R |  | 568.85 | Each
UE-B666 | 1/2HP 115/230V 3600RPM |  | 425.95 | Each
UE-B667 | 3/4HP 230/115V 3600RPM |  | 981.5 | Each
UE-B668 | 3/4HP 230/115V 3600RPM |  | 745.1 | Each
UE-B671 | 1HP 208-230/115V 3600RPM |  | 604.55 | Each
UE-B672 | 1HP 208-230/115V 3600RPM |  | 555 | Each
UE-B674 | 1HP 208-230/115V 3600RPM |  | 662.25 | Each
UE-B685 | 1/2HP 115/230V 3600RPM |  | 491.9 | Each
UE-B695 | 1HP 208-230/115V 3600RPM |  | 733.7 | Each
UE-B696 | 1 1/2HP 208-230/115V 180 |  | 818.9 | Each
UE-B697 | 2HP 208-230/115V 3600RPM |  | 1090.95 | Each
UE-B701 | 1HP 208-230/115V 3600RPM |  | 571.6 | Each
UE-B703 | 1HP 208-230/115V 3600RPM |  | 406.7 | Each
UE-B722L | 1 1/2HP 208-230/115V 360 |  | 739.2 | Each
UE-B735 | 3HP 230V 3600RPM 12.4AMP |  | 1447.1 | Each
UE-B753 | 1 1/2HP 208-230/115V 360 |  | 721.8 | Each
UE-B762 | 1 1/2HP 208-230/115V 360 |  | 849.1 | Each
UE-B764 | 2HP 208-230/115V 3600RPM |  | 894.6 | Each
UE-B765 | 2HP 230/115V 3600RPM |  | 978.25 | Each
UE-B793 | 1HP 208-230/115V 3600RPM |  | 766.7 | Each
UE-B794 | 1 1/2HP 208-230/115V 360 |  | 939.8 | Each
UE-B795 | 1 1/2HP 208-230/115V 360 |  | 1106.1 | Each
UE-B796 | 1 1/2HP 208-230/115V 360 |  | 1106.1 | Each
UE-B808 | 2HP 208-230V 3600RPM |  | 1420.8 | Each
UE-B809 | 2HP 208-230V 3600RPM |  | 1420.8 | Each
UE-B813 | 5HP 230V 3600RPM 22.0AMP |  | 975.5 | Each
UE-B817 | 3HP 208-230V 3600RPM |  | 1673.9 | Each
UE-B818 | 3HP 208-230V 3600RPM |  | 1673.9 | Each
UE-B835 | 2HP 230/115V 3600RPM |  | 1172.9 | Each
UE-B836 | 2HP 230/115V 3600RPM |  | 1135.65 | Each
UE-B840 | 2 1/2HP 230V 3600RPM |  | 1991.2 | Each
UE-B845 | 1/2HP 208-230/115V 3600R |  | 739.95 | Each
UE-B849 | 1 1/2HP 230V 3600RPM |  | 682.4 | Each
UE-B853 | 1HP 230/115V 3600RPM |  | 1095.75 | Each
UE-B855 | 2HP 230V 3600RPM 10.0AMP |  | 1029 | Each
UE-B860 | 2HP 115/208-230V 3600RPM |  | 1049.35 | Each
UE-B861 | 2HP 115/208-230V 3600RPM |  | 926.05 | Each
UE-B867 | 3HP 208-230V 3600RPM |  | 1156.85 | Each
UE-B868 | 3HP 230V 3600RPM 12.0AMP |  | 1319 | Each
UE-B869 | 6HP 230V 3600RPM 24.0AMP |  | 1297 | Each
UE-B870 | 1 1/2HP 115/230V 3600RPM |  | 733.4 | Each
UE-B871 | 1 1/2HP 115/230V 3600RPM |  | 835.35 | Each
UE-B888 | 1/2HP 115/208-230RPM 360 |  | 546.85 | Each
UE-B889 | 3/4HP 115/208-230V 3600R |  | 634.8 | Each
UE-B890 | 1HP 115/208-230V 3600RPM |  | 725.45 | Each
UE-B891 | 1 1/2HP 115/208-230V 360 |  | 915.05 | Each
UE-B892 | 2HP 115/208-230V 3600RPM |  | 1099.15 | Each
UE-B966 | 3HP 230V 3600/1800RPM |  | 1666.2 | Each
UE-B969 | 1 1/2/.20HP 115V |  | 1130.5 | Each
UE-B970 | 1/2/.06HP 115V 3600/1800 |  | 930.1 | Each
UE-B971 | 1/2/.06HP 115V 3600-1800 |  | 945.5 | Each
UE-B972 | 3/4/.10HP 115V 3600-1800 |  | 1053.4 | Each
UE-B974 | 1/.12HP 230V 3600/1800RP |  | 1106.1 | Each
UE-B975 | 1/.12HP 230V 3600-1800RP |  | 717.25 | Each
UE-B976 | 1 1/2/.20HP 230V |  | 1130.5 | Each
UE-B977 | 1 1/2/.20HP 230V |  | 866.95 | Each
UE-B978 | 2/.25HP 230V 3600/1800RP |  | 1744.55 | Each
UE-B985 | 2/.33HP 230V 3600/1800RP |  | 1536.45 | Each
UE-BN34 | 1 1/2/.18HP 230V |  | 612.5 | Each
UE-BN36 | 3/4/.10HP 115V 3600/1800 |  | 615.35 | Each
UE-BN37 | 1/.12HP 115V 3600/1800RP |  | 426.95 | Each
UE-BN40SS | 2HP 230/115V 3600RPM |  | 745.1 | Each
UE-BN51 | 2/.25HP 230V 3600/1800RP |  | 995.6 | Each
UE-BN61 | 2/.25HP 230V 3600/1800RP |  | 1040.55 | Each
UE-BN62 | 3/.38HP 230V 3600/1800RP |  | 1147.2 | Each
UE-BV90 | 1HP 115V 3600RPM 10.0AMP |  | 516.7 | Each
UE-BV91 | 1HP 115V 3600RPM 9.0AMP |  | 493.3 | Each
UE-C024 | MAG IHP C024 |  | 1215.5 | Each
UE-C026 | 1/4HP 115/208-230V 1200R |  | 953.9 | Each
UE-C027 | 1/3HP 115/208-230V 1200R |  | 1095 | Each
UE-C031 | MAG IHP C031 |  | 1591.05 | Each
UE-C032 | MAG IHP C032 |  | 1600.95 | Each
UE-C033 | MAG IHP C033 |  | 1206.35 | Each
UE-C034 | MAG IHP C034 |  | 1591.05 | Each
UE-C035 | MAG IHP C035 |  | 1744.9 | Each
UE-C036 | MAG IHP C036 |  | 1744.9 | Each
UE-C039 | 1/2HP 115/230V 900RPM |  | 825.2 | Each
UE-C042A | 1/4HP 115/230V 1800RPM |  | 465.8 | Each
UE-C043A | 1/3HP 115/230V 1800RPM |  | 535.05 | Each
UE-C044A | 1/2HP 115/230V 1800RPM |  | 570.5 | Each
UE-C045A | 1/4HP 115/230V 1200RPM |  | 573.8 | Each
UE-C046A | 1/3HP 115/230V 1200RPM |  | 568 | Each
UE-C047A | 1/2HP 115/230V 900RPM |  | 606.75 | Each
UE-C048 | 1/2HP 115/230V 900RPM |  | 766.7 | Each
UE-C051 | 1/4HP 115/230V 1800RPM |  | 511.15 | Each
UE-C052 | 1/3HP 115/230V 1800RPM |  | 618.3 | Each
UE-C053 | 1/2HP 15/230V 1800RPM |  | 860.5 | Each
UE-C054 | 3/4HP 230/115V 1800RPM |  | 758.45 | Each
UE-C055 | 1HP 230/115V 1800RPM |  | 836.2 | Each
UE-C058 | 3HP 230V 1800RPM 13.5 AM |  | 1413.6 | Each
UE-C105 | 1/3HP 115/230V 1800RPM |  | 535.85 | Each
UE-C150 | 1/3HP 115/230V 1800RPM |  | 567.25 | Each
UE-C151L | 1/3HP 115/230V 1800RPM |  | 835.9 | Each
UE-C153 | 1/4HP 115/230V 1800RPM |  | 663.65 | Each
UE-C155 | 1/3HP 115/208-230V 1800R |  | 626.55 | Each
UE-C187 | 3/4HP 230/115V 1800RPM |  | 854.9 | Each
UE-C188A | 1HP 1725RPM 143T | 115/208/230V ODP | 808.65 | Each
UE-C196 | 1/4HP 115/230V 1800RPM |  | 511.15 | Each
UE-C198L | 1/4HP 115/230V 1800RPM |  | 793.9 | Each
UE-C202 | 1/4HP 115/209-230V 1200R |  | 773.8 | Each
UE-C208 | 1/4HP 115/208-230V 1200R |  | 725.55 | Each
UE-C209 | 1/3HP 115/208-230V 1200R |  | 497.4 | Each
UE-C210 | 2HP 115/230V 1800RPM |  | 1229.25 | Each
UE-C213 | 2HP 115/230V 1800RPM |  | 1255.8 | Each
UE-C215 | 2HP 115/230V 1800RPM |  | 450.65 | Each
UE-C218 | 3HP 208-230V 1800RPM 13. |  | 964.5 | Each
UE-C220 | 1/3HP 1725RPM TENV | 56, 1/60/115/208-230 | 651.25 | Each
UE-C225 | 1/3HP 115/208-230V 1800R |  | 845.55 | Each
UE-C226 | 1/3HP 115/208-230V 1800R |  | 524.85 | Each
UE-C231 | 1/3HP 115/208-230V 1200R |  | 791.4 | Each
UE-C233 | 3/4HP 115/230V 10.4/5.2A |  | 926.05 | Each
UE-C240 | 1/2HP 115/230V 7.2/3.6AM |  | 698 | Each
UE-C241 | 1/2HP 115/230V 9.6/4.8AM |  | 698 | Each
UE-C242 | 1/2HP 115/230V 7.3/3.6AM |  | 899.75 | Each
UE-C244 | 3/4HP 115/230V 10.4/5.2A |  | 1189.35 | Each
UE-C245 | 1HP 230/115V 13.0/6.5AMP |  | 1035.95 | Each
UE-C246 | 1HP 230/115V 6.5/13.0AMP |  | 1035.95 | Each
UE-C247 | 1HP 230/115V 6.5/13.0AMP |  | 1332.3 | Each
UE-C248 | 1 1/2HP 230/115V 7.5/15. |  | 1462.15 | Each
UE-C308 | 1/3HP 115/230V 1800RPM |  | 649.65 | Each
UE-C309 | 1/3HP 115/230V 1800RPM |  | 585.3 | Each
UE-C310 | 1/3HP 115/230V 1800RPM |  | 502.9 | Each
UE-C311 | 1/2HP 115/230V 1800RPM |  | 294.3 | Each
UE-C312 | 3/4HP 230/115V 1800RPM |  | 824.4 | Each
UE-C313 | 1HP 230/115V 1800RPM |  | 915.05 | Each
UE-C314 | 1 1/2HP 230/115V 1800RPM |  | 854.6 | Each
UE-C315 | 1/2HP 115/208-230V 1800R |  | 551.65 | Each
UE-C316 | 3/4HP 208-230/115V 1800R |  | 743.7 | Each
UE-C319 | 2HP 230V 1800RPM 9.0AMP |  | 830.85 | Each
UE-C320 | 1/2HP 115/208-230V 1800R |  | 592.25 | Each
UE-C322 | 1/2HP 115/208-230V 1200R |  | 1192.6 | Each
UE-C323 | 3/4HP 208-230/115V 1800R |  | 716.5 | Each
UE-C324 | 3/4HP 208-230/115V 1200R |  | 1086.6 | Each
UE-C325 | 1/2HP 115/230 1800RPM |  | 542.85 | Each
UE-C330 | 1/3HP 115/230V 1800RPM |  | 403.95 | Each
UE-C331 | 1/2HP 115/230V 1800RPM |  | 425.95 | Each
UE-C332 | 3/4HP 230/115V 1800RPM |  | 479.3 | Each
UE-C333 | 1HP 230/115V 1800RPM |  | 494.25 | Each
UE-C335 | 1/2HP 115/208-230V 1800R |  | 453.4 | Each
UE-C338 | 3/4HP 115/230V 1800RPM |  | 700.75 | Each
UE-C340 | 1 1/2HP 230/115V 1800RPM |  | 1118.4 | Each
UE-C403 | 1/3HP 115/208-230V 1800R |  | 332.5 | Each
UE-C412V2 | 1/2HP 115/208-230 1800RP |  | 519.35 | Each
UE-C420 | 1/2HP 115/208-230V 1200R |  | 865.6 | Each
UE-C445 | 1HP 208-230/115V 1800RPM |  | 596.3 | Each
UE-C446 | 3/4HP 208-230/115V 1800R |  | 698 | Each
UE-C448 | 3/4-.21HP 208-230V |  | 1145.9 | Each
UE-C455 | 1/3HP 115/208-230V 1800R |  | 483.65 | Each
UE-C457 | 1/3HP 115/208-230V 1800R |  | 634.8 | Each
UE-C460 | 1/2HP 115/230V 1800RPM |  | 524.85 | Each
UE-C461 | 1/2HP 115/230V 1800RPM |  | 893.2 | Each
UE-C471 | 1-.28HP 115V 1800/1200RP |  | 1611.65 | Each
UE-C472 | 1-.28HP 208-230V |  | 1642.5 | Each
UE-C490 | MAG IHP C490 |  | 1266.8 | Each
UE-C506 | 1 1/2HP 208-230/115V 180 |  | 951.1 | Each
UE-C507 | 1 1/2HP 208-230/115V 180 |  | 1211.85 | Each
UE-C508 | 1 1/2HP 208-230/115V 180 |  | 769.45 | Each
UE-C520 | 3/4HP 208-230/115V 1800R |  | 1145.45 | Each
UE-C521 | 1/2HP 115/208-230V 1800R |  | 977.25 | Each
UE-C524 | 1HP 208-230/115V 1800RPM |  | 728.85 | Each
UE-C526 | 3/4HP 230/115V 1800RPM |  | 1201.5 | Each
UE-C527 | 3/4HP 230/115V 1800RPM |  | 879.35 | Each
UE-C530 | 1HP 208-230/115V 1800RPM |  | 640.3 | Each
UE-C532 | 1/2-.14HP 115V 1800/1200 |  | 1145.45 | Each
UE-C533 | 3/4-.14HP 115V 1800/1200 |  | 1597.65 | Each
UE-C534V1 | 3/4-.21HP 230V 1800/1200 |  | 1616.3 | Each
UE-C580 | 1/2HP 230/115V 1800RPM |  | 604.55 | Each
UE-C581 | 3/4HP 230/115V 1800RPM |  | 533.1 | Each
UE-C582 | 1HP 115/230V 1800RPM |  | 1409.85 | Each
UE-C585 | 1/2HP 115/208-230V 1800R |  | 1116.5 | Each
UE-C586 | 3/4HP 208-230/115V 1800R |  | 1066.95 | Each
UE-C588 | 1/2HP 230/115V 1800RPM |  | 599.05 | Each
UE-C593 | 1HP 115/230V 1800RPM |  | 667.75 | Each
UE-C594 | 1 1/2HP 115/230V 1800RPM |  | 522.1 | Each
UE-C595 | 1.5/.44HP 115V 1800/1200 |  | 1030.45 | Each
UE-C596 | 1.0/.29HP 115V 1800/1200 |  | 928.8 | Each
UE-C597 | 1.0/.29HP 230V 1800/1200 |  | 928.8 | Each
UE-C598 | 1.5/.44HP 230V 1800/1200 |  | 1030.45 | Each
UE-C607 | 1/2HP 115/208-230V 1800R |  | 365.5 | Each
UE-C612 | 1/2HP 115/208-230V 1800R |  | 667.75 | Each
UE-C613 | 1/2HP 115/208-230V 1800R |  | 590.8 | Each
UE-C620 | 1HP 208-230/115V 1800RPM |  | 1011.25 | Each
UE-C630 | 1/2HP 115/208-230V 1800R |  | 428.9 | Each
UE-C634 | 1/2HP 115/208-230V 1800R |  | 561.1 | Each
UE-C635 | 1/2HP 115/208-230V 1800R |  | 690.1 | Each
UE-C639 | 3/4HP 230/115V 1800RPM |  | 436.95 | Each
UE-C645 | 1/2HP 115/230V 1800RPM |  | 557.8 | Each
UE-C654 | 3/4HP 208-230/115V 1800R |  | 486.4 | Each
UE-C655 | 3/4HP 208-230/115V 1800R |  | 646.1 | Each
UE-C658 | 3/4HP 208-239/115V 1800R |  | 569.7 | Each
UE-C662 | MAG IHP C662 |  | 708.95 | Each
UE-C664 | 1/4HP 115/208-230V 1800R |  | 469.9 | Each
UE-C666 | 3/4HP 208-230/115V 1800R |  | 445.2 | Each
UE-C669 | 3/4HP 208-230/115V 1800R |  | 579.8 | Each
UE-C671 | 3/4HP 208-230/115V 1800R |  | 860.1 | Each
UE-C682 | 1HP 208-230/115V 1800RPM |  | 590.55 | Each
UE-C683 | 1HP 208-230/115V 1800RPM |  | 651.25 | Each
UE-C685 | 1HP 208-230/115V 1800RPM |  | 659.5 | Each
UE-C686 | 1 1/2HP 208-230/115V 180 |  | 1388.35 | Each
UE-C688 | 1 1/2HP 208-230/115V 180 |  | 689.1 | Each
UE-C689 | 1 1/2HP 208-230/115V 180 |  | 847.15 | Each
UE-C689ES | MOTOR 1.5, 1725, ODP, | 56H, 1/60/115/230 | 1110.15 | Each
UE-C690 | 1/2HP 115/230V 1800RPM |  | 623.2 | Each
UE-C692V1 | 1HP 208-230/115V 1800RPM |  | 593.55 | Each
UE-C693 | 1 1/2HP 208-230/115V 180 |  | 777.65 | Each
UE-C720 | MAG IHP C720 |  | 777.4 | Each
UE-C721 | MAG IHP C721 |  | 820.25 | Each
UE-C723 | MAG IHP C723 |  | 848.3 | Each
UE-C724 | MAG IHP C724 |  | 982.65 | Each
UE-C742 | 3/4-.21HP 230V 1800/1200 |  | 1310.75 | Each
UE-C766 | 1HP 230/115V 1800RPM |  | 824.4 | Each
UE-C775 | 1 1/2HP 115/208-230V 180 |  | 920.25 | Each
UE-C776 | 1 1/2HP 115/230V 1800RPM |  | 1100.15 | Each
UE-C777 | 1 1/2HP 230/115V 1800RPM |  | 1074.45 | Each
UE-C783 | 1HP 230V 900RPM 5.1AMP |  | 994.75 | Each
UE-C802 | 2HP 208-230/115V 3600RPM |  | 1375.25 | Each
UE-C823 | 1/2HP 115/208-230V 1200R |  | 772.15 | Each
UE-C824 | 1/3HP 115/208-230V 1800R |  | 637.55 | Each
UE-C825 | 1/3HP 115/208-230V 1200R |  | 926.05 | Each
UE-C826 | 1/2HP 115/208-230V 1800R |  | 904.4 | Each
UE-C827 | 1/2HP 115/208-230V 1200R |  | 1151.4 | Each
UE-C828 | 3/4HP 208-230/115V 1800R |  | 795.1 | Each
UE-C829 | 3/4HP 208-230/115V 1200R |  | 1434.4 | Each
UE-C830 | 1HP 208-230/115V 1800RPM |  | 930.55 | Each
UE-C831 | 1 1/2HP 208-230/115V |  | 1107.4 | Each
UE-C832 | 2HP 208-230/115V 3600RPM |  | 1387.7 | Each
UE-C907 | 1/2HP 115/208-230V 1800R |  | 747.45 | Each
UE-C916 | 3/4HP 208-230/115V 1800R |  | 769.45 | Each
UE-C926 | 1HP 208-230/115V 1800RPM |  | 1052.45 | Each
UE-C01322 | 115V 3000RPM 1.10AMP | SKEL./ C FRAME MOTOR | 131.1 | Each
UE-C01554 | 120V 3000/1550RPM 1.10AM |  | 91.6 | Each
UE-D003 | 1/2HP 230V 1200RPM |  | 2633.85 | Each
UE-D006 | 1/6HP 24V 1140RPM |  | 803.75 | Each
UE-D016 | 1/4HP 1725RPM 2.9AMP |  | 844.7 | Each
UE-D021 | 1/4HP 1725RPM 2.9AMP |  | 834.35 | Each
UE-D032 | 1/2HP 1725RPM 5.4AMP |  | 1040.85 | Each
UE-D032A | 1/70HP 115V 3000RPM .62A |  | 177.25 | Each
UE-D034 | 3/4HP 1725RPM 8.0AMP |  | 1401.8 | Each
UE-D038 | 1/4HP 1725RPM 2.9AMP |  | 923.25 | Each
UE-D041 | 1/2HP 1725RPM 5.4AMP |  | 1389.05 | Each
UE-D043 | 3/4HP 1725RPM 8.0AMP |  | 1393.8 | Each
UE-D075 | 2HP 2500RPM 11.2AMP |  | 4235.6 | Each
UE-D090 | 1/3HP 90V 1800RPM |  | 993.4 | Each
UE-D091 | 1/15HP 115 V 300RPM | 2.0 AMP | 324.8 | Each
UE-D203 | 1/4HP 90V 1725RPM |  | 1201 | Each
UE-D205 | 1/2HP 90V 1725RPM |  | 1402.8 | Each
UE-D209 | 1HP 90V 1725RPM |  | 2036.9 | Each
UE-D0447 | 1/12HP 115V 1550RPM 1.4A |  | 312.45 | Each
UE-D471 | 1/20 1/1550 208/230 | 1.0 A 5/16X2 | 348.75 | Each
UE-D0534 | 1/25HP 115V 1550RPM 1.8A | D0534 | 165.5 | Each
UE-D751 | 1/3HP 1725RPM 3.5AMP 56C |  | 2657.65 | Each
UE-E100 | 1HP 200-230/460V 1800RPM |  | 554.65 | Each
UE-E101 | 1 1/2HP 200-230/460V |  | 588.2 | Each
UE-E122 | 2HP 230/460V 1800RPM |  | 691.05 | Each
UE-E127 | 1 1/2HP 575V 1800RPM |  | 929.9 | Each
UE-E128 | 2HP 575V 1800RPM 2.12AMP |  | 691.05 | Each
UE-E182 | 1/2HP 208-200/460V 1800R |  | 827.8 | Each
UE-E183 | 1/4HP 208-230/460V 1800R |  | 668.95 | Each
UE-E185 | 1/3HP 208-230/460V 1200R |  | 1583.6 | Each
UE-E186 | 1/2HP 208-230/460V 1200R |  | 1398.65 | Each
UE-E187 | 3/4HP 208-230/460V 1200R |  | 1759.25 | Each
UE-E226M | 3HP200-230/460V 1800RPM |  | 714.1 | Each
UE-E227M | 5HP 200-230/460V 1800RPM |  | 775.5 | Each
UE-E297 | 5HP 208-230/460V 3600RPM |  | 1192.15 | Each
UE-E300M | 7 1/2HP 208-230/460V |  | 1079.2 | Each
UE-E309 | 15HP 200-230/460V 3600RP |  | 2088.6 | Each
UE-E317 | 7 1/2HP 200-230/460V |  | 1571.3 | Each
UE-E325 | 10HP 575V 1800RPM 10.3AM |  | 1294.15 | Each
UE-E432 | 20HP 575V 3600RPM 14.5AM |  | 2621.8 | Each
UE-E446 | 15HP 575V 1800RPM 15.4RP |  | 1908.5 | Each
UE-E447 | 20HP 575V 1800RPM 19.8AM |  | 2328.8 | Each
UE-E457 | 20HP 200-230/460V 1800RP |  | 2328.8 | Each
UE-E497 | 10HP 200-230/460V 1200RP |  | 3335.9 | Each
UE-E545 | 25HP 200V 1800RPM 69.8AM |  | 3316.5 | Each
UE-E629 | 40HP 575V 1800RPM 37.0AM |  | 5996.65 | Each
UE-E631 | 50HP 575V 1800RPM 46.0AM |  | 7362.05 | Each
UE-E636 | 25HP 230/460V 1200RPM |  | 4622 | Each
UE-E637 | 30HP 200-230/460V 1200RP |  | 5911.85 | Each
UE-E646R | 40HP 575V 1800RPM 41.0AM |  | 4267.95 | Each
UE-E723 | 75HP 575V 1800RPM 69.0A |  | 12341.1 | Each
UE-E736 | 100HP 200V 1800RPM 258.0 |  | 9913.65 | Each
UE-E756 | 125HP 460V 3600RPM 142.0 |  | 12672.1 | Each
UE-E856 | 200HP 460V 3600RPM 227.0 |  | 23065.4 | Each
UE-E923M2 | 3HP 575V 1800RPM |  | 1087.5 | Each
UE-E924M2 | 5HP 575V 1800RPM |  | 920.3 | Each
UE-E1006 | 1HP 575V 1800RPM 1.08AMP |  | 554.65 | Each
UE-F246 | 1/2-.14HP 115V 1800/1200 |  | 835.25 | Each
UE-F252 | 1/3-1/9HP 1725RPM 115V |  | 549.6 | Each
UE-F260 | 1/2HP 100-115/200-230V |  | 1151.4 | Each
UE-F261 | 3/4HP 115/230V 1800RPM |  | 1368.45 | Each
UE-F262 | 1/3HP 1725RPM 115V |  | 758.45 | Each
UE-F263 | 1/2HP 1725RPM 115V |  | 942.55 | Each
UE-F264 | 1/3HP 100-115V 1800/1200 |  | 955.95 | Each
UE-F265 | 1/3HP 200-230V 1800/1200 |  | 928.8 | Each
UE-F266 | 1/3HP 100-115/200-230V |  | 761.2 | Each
UE-F267 | 1/3HP 100-115/200-230V |  | 1016.5 | Each
UE-F269 | 3/4HP 115/230V 1800RPM |  | 1368.45 | Each
UE-F270 | 1/8HP 1140RPM 115V |  | 546.85 | Each
UE-F271 | 1/6HP 1140RPM 115V |  | 571.6 | Each
UE-F273 | 1/4HP 1140RPM 115V |  | 785.9 | Each
UE-F274 | 1/4HP 850RPM 115V |  | 1220.1 | Each
UE-F340 | 1/4HP 115V 1200RPM 5.0AM |  | 662.25 | Each
UE-F341 | 1/4HP 115V 1200RPM 5.0AM |  | 807.9 | Each
UE-F344V1 | 1/3HP 115V 3600RPM 6.2AM |  | 610.05 | Each
UE-F352 | 1/2HP 115V 1800RPM 7.0AM |  | 472.65 | Each
UE-F353 | 3/4HP 115/208-230V 1800R |  | 776.4 | Each
UE-F387 | 1/2-.14HP 115V 1800/1200 |  | 700.75 | Each
UE-F390 | 1/3-.09HP 115V 1800-1200 |  | 577.1 | Each
UE-F391 | 1/2-.14HP 115V 1800-1200 |  | 717.2 | Each
UE-F501 | 1/2HP 230/115V 1800RPM |  | 489.15 | Each
UE-F502 | 1/2HP 230/115V 1800RPM |  | 327 | Each
UE-F505 | 1/2HP 115V 1800RPM 7.0AM |  | 655.9 | Each
UE-F661 | 1/4HP 115V 1800RPM 3.8AM |  | 524.85 | Each
UE-F670 | 1/2HP 115V 1800RPM 6.8AM |  | 500.8 | Each
UE-F671 | 1/2HP 115V 180RPM 6.8AMP |  | 500.8 | Each
UE-F674 | 1/3-.09HP 115V 1800/1200 |  | 665.25 | Each
UE-F675 | 1/2HP 115V 1800RPM 6.8AM |  | 503.6 | Each
UE-F678 | 1/2HP 115V 1800RPM 7.0AM |  | 508.25 | Each
UE-F680 | 3/4HP 230/115V 1800RPM |  | 601.8 | Each
UE-F681 | 3/4HP 230/115V 1800RPM |  | 771.75 | Each
UE-F683 | 1/3HP 115V 1725RPM 4.8AM |  | 590.8 | Each
UE-F684 | 1/3HP 115V 1725/850RPM |  | 645.75 | Each
UE-FC1066F | .6HP 1075RPM 200-230V |  | 736.2 | Each
UE-H021 | 1/4HP 200-230/460V 12OOR |  | 581.15 | Each
UE-H024 | 1/3HP 200-230/460V 1200R |  | 765.6 | Each
UE-H025 | 1/2HP 200-230/460V 1200R |  | 676.45 | Each
UE-H027 | 3/4HP 200-230/460V 1200R |  | 697 | Each
UE-H028 | 3/4HP 200-230/460V 1200R |  | 712.85 | Each
UE-H031 | 1/3HP 200-230/460V 1200R |  | 1093.1 | Each
UE-H035 | 3/4HP 200-230/460V 1200R |  | 1013.7 | Each
UE-H041 | 3/4HP 208-230/460V 3600R |  | 486.4 | Each
UE-H042 | 1HP 208-230/460V 3600RPM |  | 516.6 | Each
UE-H043 | 1/3HP 200-208/460V 1800R |  | 569.7 | Each
UE-H046 | 1HP 200-230/460V 1800RPM |  | 760.5 | Each
UE-H137 | 1/3HP 200-230/460V 3600R |  | 621.05 | Each
UE-H155 | 1/2HP 200-230/460V 3600R |  | 544.1 | Each
UE-H167 | 1/3,1725,DP,48Z,1/60/230 |  | 339.95 | Each
UE-H192 | 1/2HP 200-230/460V 3600R |  | 785.9 | Each
UE-H194 | 1HP 200-230/460V 3600RPM |  | 815.25 | Each
UE-H195 | 1 1/2HP 200-230/460V |  | 340.75 | Each
UE-H196 | 2HP 200-230/460V 3600RPM |  | 854.6 | Each
UE-H197 | 3HP 200-230/460V 3600RPM |  | 508.4 | Each
UE-H198 | 1/3HP 575V 3600RPM 0.72A |  | 527.6 | Each
UE-H201 | 1/4HP 208-230/460V 1800R |  | 690.85 | Each
UE-H204 | 1/4HP 200-230/460V 1200R |  | 458.9 | Each
UE-H205 | 1/4HP 200-230/460V 1200R |  | 665 | Each
UE-H238 | 1/3HP 200-230/460V 3600R |  | 653.1 | Each
UE-H239 | 1/3HP 200-230/460V 3600R |  | 536.3 | Each
UE-H247 | 1/2HP 575V 3600RPM 0.90A |  | 582.55 | Each
UE-H248 | 1/2HP 575V 3600RPM 0.90A |  | 491.9 | Each
UE-H249 | 1/2HP 575V 1200RPM .70AM |  | 1207.1 | Each
UE-H251 | 1/3HP 200-230/460V 3600R |  | 371 | Each
UE-H254 | 1/2HP 200-230/460V 3600R |  | 392.95 | Each
UE-H259 | 1/3HP 200-230/460V 3600R |  | 621.05 | Each
UE-H261A | 1/3HP 208-230/460V 1800R |  | 825.2 | Each
UE-H264A | 1/3HP 200-230/460V 1800R |  | 622.3 | Each
UE-H267 | 1/3HP 200-230/460V 1200R |  | 591.4 | Each
UE-H268 | 1/3HP 200-230/460V 1200R |  | 1066.95 | Each
UE-H271 | 1/2HP 200-230/460V 3600R |  | 690.45 | Each
UE-H273 | 1/2HP 200-230/460V 1800R |  | 563 | Each
UE-H276 | 1/2HP 575V 1800RPM 0.7AM |  | 649.9 | Each
UE-H279 | 1/2HP 200-230/460V 1200R |  | 645.6 | Each
UE-H280 | 1/2HP 200-230/460V 1200R |  | 1206.35 | Each
UE-H281 | 1/2HP 208-230/460V 3600R |  | 487.45 | Each
UE-H282 | 1/2HP 208-230/460V 3600R |  | 628.8 | Each
UE-H283 | 1/2HP 200-230/460V 3600R |  | 662.25 | Each
UE-H284 | 1/3HP 200-230/460V 3600R |  | 585.8 | Each
UE-H285 | 1/3HP 200-230/460V 3600R |  | 476.5 | Each
UE-H286 | 1/2HP 200-230/460V 3600R |  | 480.9 | Each
UE-H288 | 1/3HP 200-230/460V 3600R |  | 1148.65 | Each
UE-H298 | 3/4HP 575V 3600RPM 1.2AM |  | 563.35 | Each
UE-H299 | 3/4HP 575V 3600RPM 1.2AM |  | 681.5 | Each
UE-H377 | 3/4HP 200-230/460V 3600R |  | 447.55 | Each
UE-H428 | 1HP 575V 3600RPM 1.5AMP |  | 761.2 | Each
UE-H429 | 1HP 575V 3600RPM 1.5AMP |  | 785.9 | Each
UE-H437 | 1/2HP 200-230/460V 3600R |  | 367.2 | Each
UE-H438 | 1/2HP 200-230/460V 3600R |  | 478.15 | Each
UE-H446 | 3/4HP 208-230/460V 3600R |  | 590.8 | Each
UE-H448 | 3/4HP 200-230/460V 3600R |  | 786.7 | Each
UE-H449 | 3/4HP 200-230/460V 3600R |  | 553.1 | Each
UE-H450 | 3/4HP 208-230/460V 3600R |  | 537.3 | Each
UE-H451 | 3/4HP 208-230/460V 3600R |  | 604.2 | Each
UE-H464 | 1HP 200-230/460V 3600RPM |  | 713.8 | Each
UE-H467 | 3/4HP 200-230/460V 1200R |  | 661.5 | Each
UE-H468 | 3/4HP 200-230/460V 1200R |  | 1191.2 | Each
UE-H473 | 1/2HP 200-230/460V 3600R |  | 677.35 | Each
UE-H476 | 3/4HP 200-230/460V 3600R |  | 755.85 | Each
UE-H477 | 3/4HP 200-230/460V 3600R |  | 563.35 | Each
UE-H491 | 1/2HP 208-230/460V 3600R |  | 805.5 | Each
UE-H492 | 3/4HP 208-230/460V 3600R |  | 864.6 | Each
UE-H505 | 1HP 200-230/460V 3600RPM |  | 645.95 | Each
UE-H506 | 1HP 200-230/460V 3600RPM |  | 687 | Each
UE-H508 | 3/4HP 200-230/460V 3600R |  | 497.05 | Each
UE-H511 | 1HP 200-230/460V 3600RPM |  | 612.3 | Each
UE-H513 | 1HP 208-230/460V 3600RPM |  | 620.05 | Each
UE-H514 | 1HP 208-230/460V 3600RPM |  | 626.85 | Each
UE-H515 | 3/4HP 200-230/460V 3600R |  | 810.65 | Each
UE-H516 | 1HP 200-230/460V 3600RPM |  | 833.95 | Each
UE-H517 | 1HP 575V 3600RPM 1.15AMP |  | 678.3 | Each
UE-H526 | 1HP 200-230/460V 1200RPM |  | 891.7 | Each
UE-H528 | 1HP 200-230/460V 1200RPM |  | 916.05 | Each
UE-H530 | 1 1/2HP 200-230/460V |  | 811.95 | Each
UE-H531 | 1 1/2HP 200-230/460V |  | 876.35 | Each
UE-H535 | 1 1/2HP 200-230/460V |  | 778.1 | Each
UE-H537 | 2HP 200-230/460V 3600RPM |  | 1257.55 | Each
UE-H538 | 2HP 200-230/460V 3600RPM |  | 1032.4 | Each
UE-H563 | 3/4HP 200-230/460V 3600R |  | 807.25 | Each
UE-H583 | 1HP 200-230/460V 3600RPM |  | 539.1 | Each
UE-H584 | 1HP 200-230/460V 3600RPM |  | 483.65 | Each
UE-H592 | 1 1/2HP 575V 3600RPM |  | 939.8 | Each
UE-H593 | 1 1/2HP 575V 3600RPM |  | 994.75 | Each
UE-H602 | 1HP 200-230/460V 3600RPM |  | 497.05 | Each
UE-H607 | 1 1/2HP 208-230/460V |  | 879.35 | Each
UE-H612 | 2HP 200-230/460V 3600RPM |  | 959.5 | Each
UE-H614 | 1HP 200-230/460V 1800RPM |  | 812.35 | Each
UE-H615V1 | 1HP 200-230/460V 1800RPM |  | 621.05 | Each
UE-H616 | 1 1/2HP 208-230/460V |  | 796.85 | Each
UE-H617 | 1 1/2HP 208-230/460V |  | 811.6 | Each
UE-H628 | 2HP 575V 3600RPM 2.5AMP |  | 1148.65 | Each
UE-H629 | 2HP 575V 3600RPM 2.5AMP |  | 1192.6 | Each
UE-H635 | 1HP 208-230/460V 3600RPM |  | 981.5 | Each
UE-H636 | 1 1/2HP 208-230/460V |  | 1224.25 | Each
UE-H637 | 2HP 208-230/460V 3600RPM |  | 1485.05 | Each
UE-H656 | 1/2-.22HP 460V 1800/1200 |  | 1136.1 | Each
UE-H658 | 3/4-.33HP 460V 1800/1200 |  | 1238.85 | Each
UE-H661 | 1 1/2HP 200-230/460V |  | 1038.5 | Each
UE-H662 | 1 1/2HP 200-230/460V |  | 714.75 | Each
UE-H663 | 1 1/2HP 200-230/460V |  | 769.45 | Each
UE-H685 | 1HP 460V 1140RPM 1.9AMP |  | 376.5 | Each
UE-H696 | 1HP 460V 1140RPM 1.8AMP |  | 453.4 | Each
UE-H697 | 1-1/2HP 460V 1140RPM 2.6 |  | 818.9 | Each
UE-H704 | 2HP 208-230/460V 3600RPM |  | 522.1 | Each
UE-H706 | 2HP 200/230/460V 3600RPM |  | 406.7 | Each
UE-H707 | 3HP 200-230/460V 3600RPM |  | 1441.6 | Each
UE-H710 | 2HP 200-230/460V 1800RPM |  | 1008.85 | Each
UE-H711 | 2HP 200-230/460V 3600RPM |  | 356.9 | Each
UE-H712 | 2HP 200-230/460V 3600RPM |  | 343.5 | Each
UE-H713 | 3HP 575V 3600RPM 3.4AMP |  | 1330 | Each
UE-H714 | 3HP 575V 3600RPM 3.4AMP |  | 1820.9 | Each
UE-H715 | 1 1/2HP 200-230/460V |  | 856.6 | Each
UE-H717V1 | 1-.44HP 200-230V |  | 1271.55 | Each
UE-H718 | 1-.44HP 460V 1800-1200RP |  | 1271.55 | Each
UE-H733 | 2HP 200-230/460V 3600RPM |  | 1052.45 | Each
UE-H734 | 3HP 200-230/460V 3600RPM |  | 1209.1 | Each
UE-H736 | 3HP 200-230/460V 3600RPM |  | 1141.05 | Each
UE-H738 | 3HP 200-230/460V 3600RPM |  | 977.65 | Each
UE-H740 | 3HP 208-230/460V 3600RPM |  | 1655.9 | Each
UE-H741 | 3HP 208-230/460 3600RPM |  | 1680.3 | Each
UE-H742 | 3HP 200-230/460V 3600RPM |  | 886.65 | Each
UE-H743 | 3HP 200-230/460V 3600RPM |  | 1079.95 | Each
UE-H751 | 1 1/2HP 200-230/460V |  | 764.2 | Each
UE-H753 | 2HP 200-230/460V 3600RPM |  | 882.6 | Each
UE-H755 | 3HP 208-230/460V 3600RPM |  | 1608.4 | Each
UE-H756 | 1 1/2HP 460/200-230V |  | 743.7 | Each
UE-H757 | 3HP 460/200-230V 3600RPM |  | 1096.4 | Each
UE-H803 | 3HP 200-230/460V 3600RPM |  | 725.45 | Each
UE-H840 | 1/2HP 1800RPM .70AM |  | 593.3 | Each
UE-H842 | 1HP 460/200-230V 3600RPM |  | 950.2 | Each
UE-H847 | 5HP 460/208-230V 3600RPM |  | 1247.55 | Each
UE-H882L | 1HP 1725RPM 56H 230V | 3PH | 886.65 | Each
UE-H885 | 1 1/2HP 460/200-230V |  | 592.2 | Each
UE-H886 | 2HP 460/200-230V 1800RPM |  | 927.8 | Each
UE-H887 | 3HP 460/200-230V 1800RPM |  | 708.25 | Each
UE-H921L | 1HP 200-230/460V 1800RPM |  | 800.85 | Each
UE-H949 | 3HP 575V 3600RPM 3.1AMP |  | 1350.05 | Each
UE-H950 | 1HP 575V 3600RPM 1.5AMP |  | 665 | Each
UE-H952 | 2HP 575V 3600RPM 2.4AMP | 2HP 575V 3600RPM 2.4AMP | 873.85 | Each
UE-H953V1 | 2HP 575V 1800RPM 2.4AMP | 56HZ FRAME | 913.75 | Each
UE-H956 | 5HP 575V 3600RPM 5.4AMP |  | 2339.45 | Each
UE-H959 | 1HP 575V 1800RPM 1.4AMP |  | 589.55 | Each
UE-H960 | 1 1/2HP 575V 1800RPM 2.0 |  | 865.25 | Each
UE-H961 | 3/4HP 1140RPM 575V | 56Y FRAME | 827.15 | Each
UE-H964 | MAG IHP H964 |  | 1101.9 | Each
UE-H965 | 2HP 575V 1800RPM 2.4AMP |  | 873.85 | Each
UE-H966 | 3/4HP 575V 3600RPM 0.92A |  | 766.7 | Each
UE-H967 | 1HP 575V 3600RPM 1.15AMP |  | 833.95 | Each
UE-H968 | 1 1/2HP 575V 3600RPM 1.6 |  | 1038.5 | Each
UE-H969 | 2HP 575V 3600RPM 2.2AMP |  | 1227.6 | Each
UE-H970 | 3HP 575V 3600RPM |  | 1400.95 | Each
UE-H978 | SPL HP 460V 1140RPM 5.5A |  | 1039.05 | Each
UE-H980 | 3HP 208-230/460V 1800RPM |  | 1611.6 | Each
UE-H986 | 1 1/2HP 208-230/460V 56Y |  | 831.55 | Each
UE-H993LES | 1,1725,ODP,56,3/60/575 |  | 791.4 | Each
UE-H1000 | 1/4HP 208-230/460V 1200R |  | 1043.6 | Each
UE-H1001 | 1/3HP 208-230/460V 3600R |  | 536.3 | Each
UE-H1003 | 1/3HP 208-230/460V 1200R |  | 1101.55 | Each
UE-H1004 | 1/2HP 208-230/460V 3600R |  | 565.25 | Each
UE-H1005 | 1/2HP 208-230/460V 1800R |  | 707.05 | Each
UE-H1006 | 1/2HP 208*230/460V 1200R |  | 1196.85 | Each
UE-H1007 | 3/4HP 208-230/460V 3600R |  | 669.9 | Each
UE-H1009 | 3/4HP 208-230/460V 1200R |  | 1008.1 | Each
UE-H1010 | 1HP 208-230/460V 3600RPM |  | 688.5 | Each
UE-H1012 | 1HP 208-230/460V 1200RPM |  | 993.6 | Each
UE-H1013 | 1 1/2HP 208-230/460V |  | 856.6 | Each
UE-H1015 | 2HP 208-230/460V 3600RPM |  | 953.15 | Each
UE-H1017 | 3HP 208-230/460V 3600RPM |  | 1052.4 | Each
UE-H1041 | 1/2HP 208-230/460V 1800 |  | 495 | Each
UE-H1042L | 3/4HP 208-230/460V 1800 |  | 659.5 | Each
UE-H1043 | 1HP 208-230/460V 1800 |  | 547.9 | Each
UE-H1044 | 11/2HP 208-230/460V 1800 |  | 638.55 | Each
UE-H1046 | 1/2HP 575V1800 |  | 464.75 | Each
UE-H1047 | 3/4HP 575V 1800 |  | 491.2 | Each
UE-H1048 | 1HP 575V 1800 |  | 513.85 | Each
UE-H1049 | 11/2HP 575V 1800 |  | 604.55 | Each
UE-J316 | 115V 3000RPM 0.43AMP |  | 62.35 | Each
UE-J330 | 115V 3000RPM 0.90AMP |  | 85.25 | Each
UE-J334 | 120V 3000RPM 0.30AMP |  | 76.7 | Each
UE-J336 | 120V 3000RPM 0.20AMP |  | 80.85 | Each
UE-J370 | 120V 3000RPM 0.50AMP |  | 49.5 | Each
UE-J375 | 120V 3000RPM 0.65AMP |  | 53.5 | Each
UE-J504 | 115V 0.5AMP 260RPM |  | 258.85 | Each
UE-J507 | 115V 0.9AMP 2600RPM |  | 314.95 | Each
UE-J510 | 115V 1.15AMP 2600RPM |  | 376.75 | Each
UE-J513 | 115V 1.25AMP 2600RPM |  | 545.8 | Each
UE-J551 | 120V 3000/1550RPM 0.70AM |  | 94 | Each
UE-J572 | 208-240V 0.16AMP 1800RPM |  | 168.95 | Each
UE-J573 | 120V 1.1AMP 3000RPM |  | 314.65 | Each
UE-J591 | 120V 1.1AMP 3100RPM |  | 291 | Each
UE-J592 | 240V 0.64AMP 3100RPM |  | 210 | Each
UE-J672 | 240V 3000RPM .25AMP |  | 88.25 | Each
UE-J673 | 120V 3000/1550RPM .5/.3A |  | 88.25 | Each
UE-J675 | 120/240V 3000RPM 1.1/.55 |  | 104.7 | Each
UE-K102 | 1HP 230/115V 1800RPM |  | 611.2 | Each
UE-K103 | 1 1/2HP 230/115V 1800RPM |  | 926.05 | Each
UE-K104 | 1 1/2HP 230/115V 1800RPM |  | 926.05 | Each
UE-K107 | 2HP 208-230/115V 1800RPM |  | 1720 | Each
UE-K108 | 3/4HP 208-230/115V 1200R |  | 1328.55 | Each
UE-K116 | 3HP 230V 3600RPM 15.4AMP |  | 1448.15 | Each
UE-K117 | 1 1/2HP 230H 3600RPM 6.5 |  | 945.3 | Each
UE-K118 | 2HP 230V 3600RPM 8.4AMP |  | 1159.6 | Each
UE-K200 | 2HP 115/230V 1800RPM |  | 1231.5 | Each
UE-K214 | 3HP 230V 1800RPM 16.0AMP |  | 1246.15 | Each
UE-K215 | 5HP 230V 1800RPM 84.0AMP |  | 1624.1 | Each
UE-K304 | 5HP 230/460V 1800RPM |  | 1719.1 | Each
UE-K311 | 7 1/2HP 230V 1800RPM |  | 2194 | Each
UE-K313 | 10HP 230/460V 1800RPM |  | 2951.95 | Each
UE-K314 | 7 1/2HP 230V 3600RPM |  | 3190.55 | Each
UE-M125 | 1.5/.68HP 200-230V |  | 797.25 | Each
UE-M126 | 1/.25HP 200-230V |  | 561.5 | Each
UE-M211 | 3/.75HP 460V 4.5/2.0AMP |  | 2277.35 | Each
UE-N161 | 1 1/2HP 200-230/460V |  | 763.25 | Each
UE-N335 | 7 1/2HP 230/460V 3600RPM |  | 1763.85 | Each
UE-N342 | 7 1/2HP 208-230/460V |  | 2270.6 | Each
UE-N346 | 10HP 230/460V 3600RPM |  | 2776.5 | Each
UE-N432 | 15HP 230/460V 3600RPM |  | 2606.4 | Each
UE-N523 | 25HP 230/460V 3600RPM |  | 4672.6 | Each
UE-N525 | 25HP 230/460V 1800RPM |  | 5109.85 | Each
UE-N535 | 25HP 230/460V 1800RPM |  | 5109.85 | Each
UE-OB1024 | 1/4HP 115/230V 1725 RPM | ODP, RBASE, CAP STRT | 561.5 | Each
UE-OCA3076H | 3/4HP 230V 1100RPM 460V | 3PH | 1419.55 | Each
UE-OCC1026 | 1/4HP 230V 1075RPM 2.1A | 1/2"X 3/14" | 320.7 | Each
UE-OEV1006 | 5" 1/12HP 1100/1 208230 | .5A CCW .5" x 2.25 SFT | 417.95 | Each
UE-OEV6016 | 1/6 HP 1000 RPM 120V 7.8 | CW OSE | 357.8 | Each
UE-OGD1016 | 1/5HP 208/230V 1075 RPM |  | 305.05 | Each
UE-OHS10206 | 1/5HP 208-230V 1075RPM | 1.3A 1/2"X3" | 518.55 | Each
UE-OLG1036 | 1/3HP 208V 1050RPM 2.2AM |  | 605.1 | Each
UE-ONR6406 | 1/8 HP,1050 RPM,115V,42F | Century Motor | 457.1 | Each
UE-ORM1058 | 1/2HP 208-230V 825RPM |  | 756.8 | Each
UE-OTC1862 | 1/4 /1625 1 SPD 230V | 1.9A CWLE 1/2x2 3/4" SFT | 490.5 | Each
UE-P121 | 1HP 230/115V 1800RPM |  | 1034.25 | Each
UE-P123 | 1 1/2HP 230/115V 1800RPM |  | 1260.35 | Each
UE-P124 | 2HP 230/115V 3600RPM |  | 1234.2 | Each
UE-P126 | 1HP 230/115V 1800RPM |  | 949.25 | Each
UE-P128 | 1 1/2HP 230/115V 1800RPM |  | 1142.65 | Each
UE-P131 | 3HP 230V 3600RPM 13.4AMP |  | 1126.65 | Each
UE-P133 | 5HP 200V 3600RPM 24.0AMP |  | 1973 | Each
UE-P137 | 2HP 230/115V 1800RPM |  | 1014 | Each
UE-P140 | 5HP 230V 3600PM 20.0AMP |  | 1651.5 | Each
UE-P228 | 2HP 230/115V 1800RPM |  | 909.05 | Each
UE-P311 | 7 1/2HP 230V 3600RPM |  | 2353.9 | Each
UE-P318 | 7 1/2HP 3600RPM 230V |  | 2020.55 | Each
UE-R180 | 1 1/2HP 208-230/460V |  | 467.15 | Each
UE-R181 | 2HP 208-230/460V 3600RPM |  | 662.25 | Each
UE-R244 | 5-7HP 208-230/460V 3600R |  | 1577 | Each
UE-R451 | 20HP 230/460V 1800RPM |  | 3231.7 | Each
UE-S118 | 2HP 208-230/460V 1800RPM |  | 1117.85 | Each
UE-S445 | 20HP 208-230/460V 3600RP |  | 5215.75 | Each
UE-S504 | 25HP 208-230/460V 3600RP |  | 6411.8 | Each
UE-S505 | 30HP 208-230/460V 3600RP |  | 7490.25 | Each
UE-S602 | 25HP 208-230/460V 1200RP |  | 10372.6 | Each
UE-S679 | 50HP 460V 1200RPM 63.0AM |  | 15890.7 | Each
UE-SVA13 | 1/30 HP 115V 3000 1.2A | SCHWANK | 211.9 | Each
UE-TO106 | 1 1/2 HP 575V 1800RPM |  | 735.3 | Each
UE-UHH1036 | 1/3HP 230V 1100RPM 2.5AM |  | 555.65 | Each
UE-V100 | NO LONGER AVAILABLE | 1HP 208-230/115V 1800RPM | 1368.75 | Each
UE-V101 | 1 1/2HP 208-230/115V |  | 890.4 | Each
UE-V102 | 2HP 208-230/115V |  | 1088.2 | Each
UE-V106 | 2HP 208-230/115V 1800RPM |  | 1066.05 | Each
UE-V108 | 2HP 208-230/115V 1800RPM |  | 1345.4 | Each
UE-V110 | 2HP 208-230/115V 3600RPM |  | 988.5 | Each
UE-V200M2 | 2HP 115/230V 1800RPM |  | 1356.6 | Each
UE-V208M2 | 5HP 230V 1800RPM 22.0AMP |  | 938.15 | Each
UE-V209M2 | 5HP 230V 1800RPM 22.0AMP |  | 915.05 | Each
UE-V210 | 3HP 115/230V 3600RPM |  | 1086.6 | Each
UE-V212 | 3HP 230/115V 1800RPM |  | 2275.3 | Each
UE-W706 | MAG IHP W706 |  | 510 | Each
UE-W713 | MAG IHP W713 |  | 572.95 | Each
UE-W729 | MAG IHP W729 |  | 226.1 | Each
UE-W730 | MAG IHP W730 |  | 438.1 | Each
UE-W731 | MAG IHP W731 |  | 38.55 | Each
UE-W732 | MAG IHP W732 |  | 51.4 | Each
UE-W770 | MAG IHP W770 |  | 1073.95 | Each
35-21A250 | 21-25MFD 11038 START CAP | 1.44"DIA 220/250V ROUND | 5.05 | Each
35-21B330 | 21-25MFD 11055 START CAP | 1.44"DIA 330V ROUND | 6.2 | Each
35-25A125 | 25-30MFD 11003 START CAP | 1.44"DIA 110/125V ROUND | 3.75 | Each
35-25A250 | 25-30MFD 11039 START CAP | 1.44" 220/250V RND CASE A | 5.3 | Each
35-25B330 | 25-30MFD 11056 START CAP | 1.44"DIA 330V ROUND | 6.6 | Each
35-30A125 | 30-36MFD 11004 START CAP | 1.44" 110/125V RND CASE A | 3.8 | Each
35-30A250 | 30-36MFD 11040 START CAP | 1.44"DIA 220/250V ROUND | 6.2 | Each
35-30D330 | 30-36MFD 11057 START CAP | 1.81"DIA 330V ROUND | 7.95 | Each
35-36B250 | 36-43MFD 11041 START CAP | 1.44"DIA 220/250V ROUND | 6.6 | Each
35-36D330 | 36-43MFD 11058 START CAP | 1.81" 330V ROUND CASE D | 8 | Each
35-43A125 | 43-56MFD 11006 START CAP | 1.44"DIA 110/125V ROUND | 4.75 | Each
35-43B250 | 43-56MFD 11042 START CAP | 1.44"DIA 220/250V ROUND | 6.8 | Each
35-43D330 | 43-56MFD 11059 START CAP | 1.81"DIA 330V ROUND | 8.65 | Each
35-43F250 | 43-56MFD 11042 START CAP | 2.06" 220/250V RND CASE F | 6.75 | Each
35-47B250 | 47-56MFD 11042 START CAP | 1.44" 220/250V RND CASE B | 7.9 | Each
35-53A125 | 53-64MFD START CAP | 1.44" 110/120V RND CASE A | 5.15 | Each
35-53A250 | 53-64MFD START CAP | 1.44" 220/250V RND CASE A | 8.1 | Each
35-53B250 | 53-64MFD START CAP | 1.44" 220/250V RND CASE B | 8.1 | Each
35-53D330 | 53-64MFD START CAP | 1.81"DIA 330V RND CASE D | 9.5 | Each
35-56A250 | 56-72MFD START CAP | 1.44" 220/250V RND CASE A | 8.85 | Each
35-56B250 | 56-72MFD 11043 START CAP | 1.44"DIA 220/250V ROUND | 8.85 | Each
35-56D330 | 56-72MFD 11060 START CAP | 1.81"DIA 330V ROUND | 10.05 | Each
35-59F250 | 59-71MFD START CAP | 2.06" 220/250V RND CASE F | 8.95 | Each
35-64A125 | 64-77MFD 11007 START CAP | 1.44" 110/125V RND CASE A | 5.9 | Each
35-64A250 | 64-77MFD START CAP | 1.44" 220/250V RND CASE A | 9 | Each
35-64D250 | 64-77MFD START CAP | 1.81" 220/250V RND CASE D | 9 | Each
35-64D330 | 64-77MFD START CAP | 1.81"DIA 330V RND CASE D | 11.1 | Each
35-72A125 | 72-88MFD 11008 START CAP | 1.44"DIA 110/125V ROUND | 5.95 | Each
35-72A165 | 72-88MFD START CAP | 1.44" 165V ROUND | 7.5 | Each
35-72D250 | 72-88MFD 11044 START CAP | 1.81"DIA 220/250V ROUND | 9.75 | Each
35-72E330 | 72-88MFD 11061 START CAP | 1.81"DIA 330V ROUND | 11.7 | Each
35-88A125 | 88-108MFD 11009 START CAP | 1.44"DIA 110/125V ROUND | 6.05 | Each
35-88A165 | 88-108MFD 11076 START CAP | 1.44"DIA 165V ROUND | 8.3 | Each
35-88D250 | 88-108MFD 11045 START CAP | 1.81"DIA 220/250V ROUND | 10.5 | Each
35-88F330 | 88-108MFD 11062 START CAP | 2.06"DIA 330V ROUND | 12.4 | Each
35-108A125 | 108-130MFD 11010 STARTCAP | 1.44"DIA 110/125V ROUND | 7.25 | Each
35-108B165 | 108-130MFD START CAP | 1.44"DIA 116V CASE B | 9 | Each
35-108D250 | 108-130MFD 11046 STARTCAP | 1.18"DIA 220/250V ROUND | 10 | Each
35-108D330 | 108-130MFD 11063 STARTCAP | 1.18"DIA 330V ROUND | 13.8 | Each
35-108G330 | 108-130MFD 11063 STARTCAP | 2.06"DIA 330V ROUND | 13.8 | Each
35-124A125 | 124-149MFD 11112 STARTCAP | 1.44"DIA 110/125V ROUND | 7.35 | Each
35-124B165 | 124-149MFD 11031 STARTCAP | 1.44"DIA 165V RND CASE B | 9.55 | Each
35-124D250 | 124-149MFD 11148 STARTCAP | 1.81"DIA 220/250V ROUND | 12.7 | Each
35-124G330 | 124-149MFD 11165 STARTCAP | 2.06"DIA 330V ROUND | 13.8 | Each
35-130A125 | 130-156MFD 11113 STARTCAP | 1.44"DIA 110/125V ROUND | 8 | Each
35-130B165 | 130-156MFD 11032 STAR CAP | 1.44"DIA 165V RND CASE B | 10.3 | Each
35-130D250 | 130-156MFD START CAP | 1.81"DIA 250V RND CASE D | 13.7 | Each
35-130G330 | 130-156MFD 11166 STARTCAP | 2.06"DIA 330V ROUND | 14.85 | Each
35-135A125 | 135-162 MFD 125V CASE A |  | 8 | Each
35-135H330 | 135-162MFD START CAP | 2.56"DIA 330V RND CASE H | 14.8 | Each
35-145A125 | 145-174MFD 11013 STARTCAP | 1.44"DIA 110/125V ROUND | 8.65 | Each
35-145B165 | 145-174MFD 11032 STARTCAP | 1.44"DIA 165V RND CASE B | 10.95 | Each
35-145F250 | 145-174MFD 11049 STARTCAP | 2.06"DIA 220/250V ROUND | 13.8 | Each
35-145H330 | 145-174MFD 11066 STARTCAP | 2.56"DIA 330V ROUND | 15.4 | Each
35-161A125 | 161-193MFD 11014 STARTCAP | 1.44"DIA 110/125V ROUND | 9.05 | Each
35-161D165 | 161-193MFD 11033 STARTCAP | 1.81"DIA 165V ROUND | 11.4 | Each
35-161D250 | 161-193MFD START CAP | 1.81"DIA 250V RND CASE D | 14.65 | Each
35-161E250 | 161-193MFD 11050 STARTCAP | 1.81"DIA 220/250V ROUND | 14.65 | Each
35-161F250 | 161-193MFD 11050 STARTCAP | 2.06" 220/250V RND CASE F | 14.6 | Each
35-161H330 | 161-193MFD 11067 STARTCAP | 2.56"DIA 330V RND CASE H | 17.25 | Each
35-189A125 | 189-227MFD 11015 STARTCAP | 1.44"DIA 110/125V ROUND | 9.5 | Each
35-189D165 | 189-227MFD 11034 STARTCAP | 1.81"DIA 165V ROUND | 12.7 | Each
35-189G250 | 189-227MFD 11051 STARTCAP | 2.06"DIA 220/250V ROUND | 15.4 | Each
35-189G330 | 189-227MFD START CAP | 2.06"DIA 330V RND CASE G | 18.1 | Each
35-189H330 | 189-227MFD 11068 STARTCAP | 2.56"DIA 330V ROUND | 18.1 | Each
35-200A125 | 200-240MFD 11016 STARTCAP | 1.44" 110/125V RND CASE A | 10.3 | Each
35-216A125 | 216-259MFD 11017 STARTCAP | 1.44"DIA 110/125V ROUND | 10.35 | Each
35-216D165 | 216-259MFD START CAP | 1.81"DIA 165V ROUND | 14.25 | Each
35-216F250 | 216-259MFD 11052 STARTCAP | 2.06" 220/250V RND CASE F | 17.1 | Each
35-216G250 | 216-259MFD 11052 STARTCAP | 2.06"DIA 220/250V ROUND | 17.1 | Each
35-216H330 | 216-259MFD 11069 STARTCAP | 2.56"DIA 330V ROUND | 20 | Each
35-233A125 | 233-280MFD 11018 STARTCAP | 1.44" 110/125V RND CASE A | 10.7 | Each
35-233D165 | 233-280MFD 11035 STARTCAP | 1.18"DIA 165V RND CASE D | 14.85 | Each
35-233G250 | 233-280MFD 11053 STARTCAP | 2.06"DIA 220/250V ROUND | 18.1 | Each
35-243A125 | 243-292MFD START CAP | 1.44" 110/125V RND CASE A | 10.8 | Each
35-243B125 | NLA 243-292MFD 11119 STA | 1.44"DIA 110/125V ROUND | 10.8 | Each
35-243G250 | 243-292MFD 11154 STARTCAP | 2.06"DIA 220/250V ROUND | 19.15 | Each
35-250A125 | 250-300MFD 11118 STARTCAP | 1.44"DIA 110/125V ROUND | 10.85 | Each
35-250F125 | 250-300MFD 11018 STARTCAP | 2.06" 110/125V RND CASE F | 11.05 | Each
35-270A125 | 270-324MFD START CAP | 1.44" 110/125V RND CASE A | 11.3 | Each
35-270B125 | 270-324MFD 11019 STARTCAP | 1.44"DIA 110/125V ROUND | 9.9 | Each
35-270D165 | 270-324MFD 11036 STARTCAP | 1.81"DIA 165V ROUND | 16.7 | Each
35-270G250 | 270-324MFD 11054 STARTCAP | 2.06"DIA 220/250V ROUND | 19.15 | Each
35-270H330 | 270-324MFD START CAP | 2.56"DIA 330V RND CASE H | 22.8 | Each
35-295A125 | 295-354MFD 11020 STARTCAP | 1.44" 110/125V RND CASE A | 11.6 | Each
35-300A125 | 300-360MFD START CAP | 1.44" 110/125V RND CASE A | 11.7 | Each
35-300D125 | 300-360MFD 11020 STARTCAP | 1.81" 110/125V RND CASE D | 11.7 | Each
35-320H250 | 320-384MFD START CAP | 2.56" 220/250V RND CASE H | 21.35 | Each
35-324A125 | 324-388MFD START CAP | 1.44" 110/125V RND CASE A | 12.35 | Each
35-324D125 | 324-388MFD 11021 STARTCAP | 1.81"DIA 110/125V ROUND | 12.35 | Each
35-340D125 | 340-408MFD 11022 STARTCAP | 1.81"DIA 110/125V ROUND | 13.3 | Each
35-340E165 | 340-408MFD START CAP | 1.81"DIA 165V RND CASE E | 19.15 | Each
35-340G250 | 340-408MFD START CAP | 2.06"DIA 220/250V ROUND | 22.65 | Each
35-378D125 | 378-440MFD 11023 STARTCAP | 1.81"DIA 110/125V ROUND | 13.45 | Each
35-378E165 | 378-440MFD START CAP | 1.81" 165V ROUND CASE E | 20.2 | Each
35-378H250 | 378-440MFD 11088 STARTCAP | 2.56" 220/250V RND CASE H | 20.25 | Each
35-400B125 | 400-480MFD START CAP | 1.44" 110/125V RND CASE B | 14.5 | Each
35-400D125 | 400-480MFD 11024 STARTCAP | 1.81"DIA 110/125V ROUND | 14.7 | Each
35-400E165 | 400-480MFD 11037 STARTCAP | 1.81"DIA 165V ROUND | 21.2 | Each
35-400H250 | 400-480MFD START CAP | 2.56" 220/250V RND CASE H | 24.35 | Each
35-430B125 | 430-516MFD 11071 STARTCAP | 125V ROUND CASE B | 14.45 | Each
35-430D125 | 430-515MFD 11125 STARTCAP | 1.81"DIA 110/115V ROUND | 14.45 | Each
35-430F125 | 430-516MFD 11071 STARTCAP | 2.06" 110/125V RND CASE F | 14.45 | Each
35-460D125 | 460-552MFD 11025 STARTCAP | 1.81"DIA 110/125V ROUND | 17.7 | Each
35-460H250 | 460-S52MFD 11090 STARTCAP | 250V ROUND CASE H | 15.4 | Each
35-540D125 | 540-648MFD 11026 STARTCAP | 1.81"DIA 110/125V ROUND | 16.3 | Each
35-540E125 | 540-648MFD START CAP | 1.81" 110/125V RND CASE E | 16.25 | Each
35-540G165 | 540-648MFD START CAP | 2.06"DIA 165V RND CASE G | 23 | Each
35-590D125 | 590-708MFD 11027 STARTCAP | 1.81"DIA 110/125V ROUND | 18.5 | Each
35-590E125 | 590-708MFD 11027 STARTCAP | 1.81" 110/125V RND CASE E | 18.5 | Each
35-640H250 | 640-774MFD 11091 STARTCAP | 250V ROUND CASE H | 23.05 | Each
35-645E125 | 645-774MFD START CAP | 1.81"DIA 110/125V ROUND | 19.4 | Each
35-708E125 | 708-850MFD START CAP | 1.81" 110/125V RND CASE E | 18 | Each
35-708F125 | 708-850MFD START CAP | 2.06" 110/125V RND CASE F | 18.05 | Each
35-708G125 | 708-850MFD 11028 STARTCAP | 2.06"DIA 110/125V ROUND | 18.05 | Each
35-708G165 | 708-850MFD START CAP | 2.06" DIA 165V ROUND | 23.6 | Each
35-800D125 | 800-960MFD 11072 STARTCAP | 1.81"DIA 110/125V ROUND | 22.05 | Each
35-815E125 | 815-978MFD START CAP | 1.81"DIA 110/125V ROUND | 22.05 | Each
35-815G165 | 815-978MFD START CAP | 2.06"DIA 165V ROUND | 23.6 | Each
35-829E125 | 829-995MFD START CAP | 1.81"DIA 110/125V ROUND | 22.25 | Each
35-829G125 | 829-995MFD 11029 STARTCAP | 2.06"DIA 110/125V ROUND | 22.2 | Each
35-850G125 | 850-1020MFD START CAP | 2.06"DIA 110/125V ROUND | 22.65 | Each
35-850G165 | 850-1020MFD START CAP | 2.06"DIA 165V ROUND | 24.1 | Each
35-1000G125 | 1000-1200MFD 11030 START | 2.06"DIA 110/125V RND CAP | 23.95 | Each
35-1000G165 | 1000-1200MFD START CAP | 2.06"DIA 165V ROUND | 27.45 | Each
35-1175G125 | 1175-1410MFD STARTCAP | 2.06" F115A 110/125V RND | 24 | Each
35-1280G125 | 1280-1536MFD START CAP | 2.06"DIA 110/125V ROUND | 24.55 | Each
35-11201 | BLEED RESISTOR 2WATT, | 15,000OHM c/w TERMS 10/PK | 37.65 | 10pk
35-11206 | START CAP BRACKET | 2.75" (6.9 cm) | 4.65 | Each
35-11207 | START CAP BRACKET | 3.38" (8.6.cm) | 6.35 | Each
35-11208 | START CAP BRACKET | 4.38" (11.1 cm) | 6.65 | Each
35-11210 | PLASTIC END CAP | 1 7/16" (3.6 cm) | 2.1 | Each
35-11213 | PLASTIC END CAP | 2 9/16" (6.5 cm) | 3.65 | Each
35-11218 | PLASTIC END CAP | 2 9/16" (6.5 cm) | 4.25 | Each
36-2-370440 | 2MFD 12002 12026 370/440V |  | 12 | Each
36-2S440 | 2MFD RUN CAP | 250-440V SQUARE | 4 | Each
36-3-370440 | 3MFD 12003 12027 RUN CAP | 370/440V OVAL | 12.25 | Each
36-3R3744 | 3MFD RUN CAP | 370/440V ROUND | 13.1 | Each
36-3S440 | 3MFD RUN CAP | 250-440V SQUARE | 4.25 | Each
36-4-370440 | 4MFD 12004 12029 RUN CAP | 370/440V OVAL | 12.75 | Each
36-4S440 | 4MFD 250-440V RUN | CAPACITOR | 4.5 | Each
36-5-370440 | 12005 12029 5MFD 370/440 | OVAL | 4.35 | Each
36-5J370 | 5MFD 12005 RUN CAP | 370V | 6.25 | Each
36-5R3744 | 5MFD RUN CAP | 370/440V ROUND | 4.75 | Each
36-5S440 | 5MFD RUN CAP | 250-440V SQUARE | 4.2 | Each
36-6-370440 | 6MFD 12006 12030 RUN CAP | 370/440V OVAL | 11.75 | Each
36-6R3744 | 6MFD RUN CAP | 370/440V ROUND | 11.4 | Each
36-7-370440 | 7.5MFD 12007 12031 37044 | RUN CAP 370/440V OVAL | 4.15 | Each
36-7.5J370 | 7.5MFD 12007 RUN CAP | 370V | 6.05 | Each
36-7.5S440 | 7.5MFD RUN CAP | 250-440V SQUARE | 5.95 | Each
36-7R3744 | 7.5MFD RUN CAP | 370/440V ROUND | 5.45 | Each
36-8S440 | 8MFD RUN CAP | 250-440V SQUARE | 6.5 | Each
36-10-370440 | 10MFD 12008 12032 RUN CA | 1.65"DIA 370/440V OVAL | 4.9 | Each
36-10J370 | 10MFD 12008 RUN CAP | 370V OVAL | 7.3 | Each
36-10R3744 | 10MFD RUN CAP | 1.65"DIA 370/440V ROUND | 6.75 | Each
36-10S440 | 10MFD RUN CAP | 250-440V SQUARE | 6.5 | Each
36-12-370440 | 2.5MFD 12009 12033 RUNCAP | 370/440V OVAL | 6.05 | Each
36-12.5S440 | 12.5MFD RUN CAP | 250-440V | 7.95 | Each
36-12R3744 | 12.5MFD RUN CAP | 370/440V ROUND | 6.65 | Each
36-15-3-3744 | 15/3MFD 12141 RUN CAP | 370/440V OVAL | 18.6 | Each
36-15-5-3744 | 15/5MFD 12057 RUN CAP | 370/440V OVAL | 22.45 | Each
36-15-103744 | 15/10MFD 12058 RUN CAP | 370/440V OVAL | 20.4 | Each
36-15-370440 | 15MFD 12010 12034 RUN CAP | 370/440V OVAL | 6.3 | Each
36-15K370 | 15MFD 12010 RUN CAP | 370V OVAL | 10.3 | Each
36-15R3744 | 15MFD RUN CAP | 370/440V ROUND | 7.95 | Each
36-15S440 | 15MFD RUN CAP | 250-440V SQUARE | 8.6 | Each
36-17-370440 | 17.5MFD 12012,36 RUNCAP | 370/440V OVAL | 9.4 | Each
36-17R3744 | 17.5MFD RUN CAP | 370/440V ROUND | 10.5 | Each
36-20-5-3744 | 20/5MFD 12063 RUN CAP | 370/440V OVAL | 20.8 | Each
36-20-153744 | 20-15MFD 12164 RUN CAP | 370/440V OVAL | 25.15 | Each
36-20-370440 | 20MFD 12014 12037 RUN CAP | 370/440V OVAL | 9.9 | Each
36-20R3744 | 20MFD RUN CAP | 370/440V ROUND | 11.15 | Each
36-20S440 | 20MFD RUN CAP | 250-440V SQUARE | 10.65 | Each
36-25-5-3744 | 25/5MFD 12066 RUN CAP | 370/440V OVAL | 15.4 | Each
36-25-103744 | 25/10MFD 12167 RUN CAP | 370/440V OVAL | 37.5 | Each
36-25-370440 | 25MFD 12015 12040 RUN CAP | 370/440V OVAL | 9.05 | Each
36-25R250 | 25MFD RUN CAP 250V ROUND | ALUM. DBL MALE TERM. | 18.2 | Each
36-25R3744 | 25MFD RUN CAP | 370/440V ROUND | 10.15 | Each
36-30-5-3744 | 30/5MFD 12069 RUN CAP | 370/440V OVAL | 16.5 | Each
36-30-7-3744 | 30/7.5MFD 12146 RUN CAP | 370/440V OVAL | 22.95 | Each
36-30-370440 | 30MFD 12017 12041 RUN | CAP 370/440V OVAL | 10.35 | Each
36-30R450 | 30MFD RUN CAP 450V ROUND | ALUM. DBL MALE TERM. | 13.2 | Each
36-30R3744 | 30MFD RUN CAP | 370/440 ROUND | 11 | Each
36-35-5-3744 | 35/5MFD 12072 RUN CAP | 370/440V OVAL | 17.25 | Each
36-35-7-3744 | 35/7.5MFD 12149 RUN CAP | 370/440V OVAL | 72.2 | Each
36-35-370440 | 35MFD 12018 12043 RUN | CAP 370/440V OVAL | 11 | Each
36-35R3744 | 35MFD RUN CAP | 370/440V ROUND | 12 | Each
36-40-5-3744 | 40/5MFD 12178 12171 RUN | CAP 370/440V OVAL | 19.85 | Each
36-40-370440 | 40MFD 12021 12031 RUN | CAP 370/440V OVAL | 13.7 | Each
36-40R3744 | 40MFD RUN CAP | 370/440V ROUND | 14.7 | Each
36-45-5-3744 | 45/5MFD 12174 RUN CAP | 370/440V OVAL | 20.4 | Each
36-45-370440 | 45MFD 12023 12048 RUN | CAP 370/440V OVAL | 16 | Each
36-45R3744 | 45MFD RUN CAP | 370/440V ROUND | 18.05 | Each
36-50-370440 | 50MFD 12025 12049 RUN | CAP 370/440V OVAL | 21.65 | Each
36-50R3744 | 50MFD RUN CAP | 370/440V ROUND | 23.45 | Each
36-55-370440 | 55MFD 12050 RUN CAP | 370/440V OVAL | 31.45 | Each
36-55R3744 | 55MFD RUN CAP | 370/440V ROUND | 35.45 | Each
36-60-370440 | 60MFD 12051 RUN CAP | 370/440V OVAL | 34.25 | Each
36-60R3744 | 60MFD RUN CAP | 370/440V ROUND | 38.5 | Each
36-70R3744 | 70MFD RUN CAP | 370/440V ROUND | 39.75 | Each
36-80R3744 | 80MFD RUN CAP | 370/440V ROUND | 65.95 | Each
36-100R3744 | 100MFD RUN CAP | 370/440V ROUND | 71.45 | Each
36-105R3744 | 10/5MFD RUN CAP | 1.65"DIA 370/440V ROUND | 15.3 | Each
36-110R3744 | 110MFD RUN CAP | 370/440V ROUND | 67.5 | Each
36-153R3744 | 15/3 MFD RUN CAP | 370/440V ROUND | 19.15 | Each
36-155R3744 | 15/5 MFD RUN CAP | 370/440V ROUND | 19.2 | Each
36-205R3744 | 20/5MFD RUN CAP | 370/440V ROUND | 20.95 | Each
36-253R3744 | 25/3MFD RUN CAP | 370/440V ROUND | 22.25 | Each
36-254R3744 | 25/4MFD RUN CAP | 370/440V ROUND | 22.75 | Each
36-255R3744 | 25/5MFD RUN CAP | 370/440V ROUND | 15 | Each
36-257R3744 | 25/7.5MFD RUN CAP | 370/440V ROUND | 25.15 | Each
36-303R3744 | 30/3MFD RUN CAP | 370/440V ROUND | 26.95 | Each
36-304R3744 | 30/4MFD RUN CAP | 370/440V ROUND | 25.15 | Each
36-305R3744 | 30/5MFD RUN CAP | 370/440V ROUND | 16.5 | Each
36-307R3744 | 30/7.5MFD RUN CAP | 370/440V ROUND | 25.8 | Each
36-353R3744 | 35/3MFD RUN CAP | 370/440V ROUND | 26.9 | Each
36-354R3744 | 35/4MFD RUN CAP | 370/440V ROUND | 25.15 | Each
36-355R3744 | 35/5MFD RUN CAP | 370/440V ROUND | 18.15 | Each
36-357R3744 | 35/7.5MFD RUN CAP | 370/440V ROUND | 26.55 | Each
36-403R3744 | 40/3MFD RUN CAP | 370/440V ROUND | 32.85 | Each
36-405R3744 | 40/5MFD RUN CAP | 370/440V ROUND | 19.3 | Each
36-407R3744 | 40/7.5MFD RUN CAP | 370/440V ROUND | 33.6 | Each
36-454R3744 | 45/4MFD RUN CAP | 370/440V ROUND | 35.95 | Each
36-455R3744 | 45/5MFD RUN CAP | 370/440V ROUND | 20.45 | Each
36-457R3744 | 45/7.5MFD RUN CAP | 370/440V ROUND | 36.65 | Each
36-505R3744 | 50/5MFD RUN CAP | 370/440V ROUND | 38.15 | Each
36-507R3744 | 50/7.5MFD RUN CAP | 370/440V ROUND | 39.05 | Each
36-555R3744 | 55/5MFD RUN CAP | 370/440V ROUND | 40.3 | Each
36-557R3744 | 55/7.5MFD RUN CAP | 370/440V ROUND | 41.9 | Each
36-605R3744 | 60/5MFD RUN CAP | 370/440V ROUND | 44.55 | Each
36-606R3744 | 60/6MFD RUN CAP | 370/440V ROUND | 37.3 | Each
36-607R3744 | 60/7.5MFD RUN CAP | 370/440V ROUND | 45.5 | Each
36-805R3744 | 80/5MFD RUN CAP | 370/440V ROUND | 70.8 | Each
36-2015R3744 | 20/15MFD RUN CAP | 370/440V ROUND | 25.05 | Each
36-2510R3744 | 25/10MFD RUN CAP | 370/440V ROUND | 25.05 | Each
36-3510R3744 | 35/10MFD RUN CAP | 370/440V ROUND | 32.1 | Each
36-4010R3744 | 40/10MFD RUN CAP | 370/440V ROUND | 35.95 | Each
36-4510R3744 | 45/10MFD RUN CAP | 370/440V ROUND | 37.6 | Each
36-5010R3744 | 50/10MFD RUN CAP | 370/440V ROUND | 40.95 | Each
36-5510R3744 | 55/10MFD RUN CAP | 370/440V ROUND | 67.45 | Each
36-6010R3744 | 60/10MFD RUN CAP | 370/440V ROUND | 49.85 | Each
36-7010R3744 | 70/10MFD RUN CAP | 370/440V ROUND | 41.05 | Each
36-12204 | RUN CAP BRACKET | J BASE 2.03x1.24" | 4.15 | Each
36-12205 | RUN CAP BRACKET | K BASE 2.80x1.77" | 4.4 | Each
36-12206 | RUN CAP BRACKET | L BASE 2.75x1.44" | 4.4 | Each
36-12210 | RUBBER CAP | 1 HOLE BOOT | 4.15 | Each
36-12211 | RUBBER CAP | 2 HOLE BOOT | 6.75 | Each
36-12212 | RUBBER CAP | 3 HOLE BOOT | 16.2 | Each
36-12250 | BRACKET WRAP AROUND C/W | 1 HOLE BOOT | 19.15 | Each
45050HU | Mtr Run Cap | Oval,5uF,370/440 | 10.64 | Each
45100HU | Mtr Run Cap | Oval,10uF,370/440 | 14.56 | Each
45125HU | Mtr Run Cap | Ovl,12.5uF,370/440 | 19.77 | Each
45150HU | Mtr Run Cap | Oval,15uF,370/440 | 19.66 | Each
45200HU | Mtr Run Cap | Oval,20uF,370/440 | 22.29 | Each
45300HU | Mtr Run Cap | Oval,30uF,370/440 | 24.92 | Each
45400HU | Mtr Run Cap | Oval,40uF,370/440 | 30.3 | Each
45450HU | Mtr Run Cap | Oval,45uF,370/440 | 31.53 | Each
45500HU | Mtr Run Cap | Oval,50uF,370/440 | 39.2 | Each
45600HU | Mtr Run Cap | Oval,60uF,370/440 | 44.58 | Each
4JR0525U | Mtr Run Cap | Rnd,25/5uF,370/440 | 27.33 | Each
4JR0530U | Mtr Run Cap | Rnd,30/5uF,370/440 | 29.62 | Each
4JR0535U | Mtr Run Cap | Rnd,35/5uF,370/440 | 29.9 | Each
4JR0540U | Mtr Run Cap | Rnd,40/5uF,370/440 | 38.08 | Each
4JR0545U | Mtr Run Cap | Rnd,45/5uF,370/440 | 39.31 | Each
4JR0550U | Mtr Run Cap | Rnd,50/5uF,370/440 | 41.83 | Each
4JR0555U | Mtr. Run Cap, | Round,55+5uf 370/440v | 44.91 | Each
4JR0580U | Mtr. Run Cap, | Rnd,80/5uF 440v | 51.46 | Each
4JR7530U | Mtr. Run Cap, | Rnd,30/7.5uF 440v | 32.82 | Each
4JR7535U | Mtr. Run Cap, | Rnd,35/7.5uF 440v | 32.87 | Each
4JR7540U | Mtr Run Cp | Rd,40/7.5uF,370/440 | 35.11 | Each
4JR7545U | Mtr Run Cp | Rd,45/7.5uF,370/440 | 41.55 | Each
4JR7550U | Mtr. Run Cap, | Rnd,50/7.5uF 440v | 44.18 | Each
4JR7555U | Mtr. Run Cap, | Rnd,55/7.5uF 440v | 43.62 | Each
4JR7560U | Mtr. Run Cap, | Rnd,60/7.5uF 440v | 45.19 | Each
108-130 | Mtr. Start Cap | 108-130uf 110v | 8.74 | Each
145-175 | Mtr. Start Cap | 145-175uf 110v | 8.34 | Each
216-259220 | Mtr. Start Cap | 216-259uf 220v | 26.04 | Each
216-259330 | Mtr. Start Cap | 216-259uf 330v | 35.67 | Each
233-292 | Mtr. Start Cap | 233-292uf 110v | 9.35 | Each
270-324 | Mtr. Start Cap | 270-324uf 110v | 9.46 | Each
37030H | Mtr. Run Cap, | Oval, 3uf 370v | 5.32 | Each
37050HB | Mtr. Run Cap, | Oval, 5uf 370v 100/CA | 4.03 | Each
37050R | Mtr. Run Cap, | Round, 5uf 370v | 4.42 | Each
37060H | Mtr. Run Cap, | Oval, 6uf 370v | 4.09 | Each
37075HB | Mtr. Run Cap, | Oval, 7.5uf 370v 100/CA | 5.04 | Each
37075R | Mtr. Run Cap, | Rnd, 7.5uf 370v | 8.18 | Each
37100HB | Mtr. Run Cap, | Oval, 10uf 370v | 5.71 | Each
37125H | NO LONGER AVAILABLE | Oval, 12.5uf 370v | 7.22 | Each
37125R | Mtr. Run Cap, | Rnd, 12.5uf 370v | 11.37 | Each
37150H | Mtr. Run Cap, | Oval, 15uf 370v | 6.66 | Each
37150R | Mtr. Run Cap, | Rnd, 15uf 370v | 7.39 | Each
37200H | Mtr. Run Cap, | Oval, 20uf 370v | 8.01 | Each
37250H | Mtr. Run Cap, | Oval, 25uf 370v | 10.92 | Each
37250R | Mtr. Run Cap, | Round, 25uf 370v | 9.3 | Each
37300H | Mtr. Run Cap, | Oval, 30uf 370v | 12.1 | Each
37300R | Mtr. Run Cap, | Round, 30uf 370v | 11.54 | Each
37350H | Mtr. Run Cap, | Oval, 35uf 370v | 13.27 | Each
37350R | Mtr. Run Cap, | Round, 35uf 370v | 12.21 | Each
37400H | Mtr. Run Cap, | Oval, 40uf 370v | 15.12 | Each
37400R | Mtr. Run Cap, | Round, 40uf 370v | 14.11 | Each
37450H | Mtr. Run Cap, | Oval, 45uf 370v | 20.89 | Each
37500H | Mtr. Run Cap, | Oval, 50uf 370v | 19.21 | Each
37600H | Mtr. Run Cap, | Oval, 60uf 370v | 50.23 | Each
37600R | Mtr. Run Cap, | Rnd, 60uf 370v | 28.06 | Each
37700H | Mtr. Run Cap, | Oval, 70uf 370v | 48.61 | Each
37800H | Mtr. Run Cap, | Oval, 80uf 370v | 47.54 | Each
3GJ0515 | Mtr. Run Cap, | Oval,15+5uf 370v | 18.82 | Each
3GJ0520 | Mtr. Run Cap, | Oval,20+5uf 370v | 17.64 | Each
3GJ0525 | Mtr. Run Cap, | Oval, 25+5uf 370v | 17.02 | Each
3GJ0530 | Mtr. Run Cap, | Oval, 30+5uf 370v | 18.76 | Each
3GJ0535 | Mtr. Run Cap, | Oval, 35+5uf 370v | 19.43 | Each
3GJ0540 | Mtr. Run Cap, | Oval, 40+5uf 370v | 18.54 | Each
3GJ0545 | Mtr. Run Cap, | Oval, 45+5uf 370v | 25.03 | Each
3GJ0555 | Mtr. Run Cap, | Oval,55+5uf 370v | 27.89 | Each
3GJ1025 | Mtr. Run Cap, | Ovl, 25+10uf 370v | 18.98 | Each
3GJ1060 | Mtr. Run Cap, | Oval,60+10uf 370v | 40.26 | Each
3GJ1520 | Mtr. Run Cap, | Ovl,20+15uf 370v | 22.4 | Each
3GJ7530 | Mtr. Run Cap, | Ovl,30+7.5uf 370v | 21.17 | Each
3GJ7535 | Mtr. Run Cap, | Ovl,35+7.5uf 370v | 23.3 | Each
3GJ7545 | Mtr. Run Cap, | Ovl,45+7.5uf 370v | 33.1 | Each
3GJ7555 | Mtr. Run Cap, | Ovl,55+7.5uf 370v | 36.79 | Each
3GR0325 | Mtr. Run Cap, | Rnd, 25+3uf 370v | 23.02 | Each
3GR0330 | Mtr. Run Cap, | Rnd, 30+3uf 370v | 28.28 | Each
3GR0335 | Mtr. Run Cap, | Rnd, 35+3uf 370v | 23.74 | Each
3GR0340 | Mtr. Run Cap, | Rnd, 40+3uf 370v | 28.9 | Each
3GR0425 | Mtr. Run Cap, | Rnd, 25+4uf 370v | 30.07 | Each
3GR0435 | Mtr. Run Cap, | Rnd, 35+4uf 370v | 21.73 | Each
3GR0520 | Mtr. Run Cap, | Rnd,20+5 uf 370v | 25.14 | Each
3GR0525 | Mtr. Run Cap, | Rnd,25.5+5uf 370v | 11.09 | Each
3GR0530 | Mtr. Run Cap, | Round,30+5uf 370v | 16.3 | Each
3GR0535 | Mtr. Run Cap, | Round,35+5uf 370v | 16.74 | Each
3GR0540 | Mtr. Run Cap, | Round,40+5uf 370v | 20.05 | Each
3GR0545 | Mtr. Run Cap, | Round,45+5uf 370v | 20.94 | Each
3GR0550 | Mtr. Run Cap, | Round,50+5uf 370v | 19.26 | Each
3GR7530 | Mtr. Run Cap, | Rnd,30+7.5uf 370v | 26.43 | Each
400-480 | Mtr. Start Cap | 400-480uf 110v | 9.74 | Each
43-53220 | Mtr. Start Cap | 43-53uf 220v | 9.58 | Each
45040H | Mtr. Run Cap, | Oval, 4uf 440v | 4.2 | Each
45050H | Mtr. Run Cap, | Oval, 5uf 440v | 7.45 | Each
45050R | Mtr. Run Cap, | Round, 5uf 440V | 20.66 | Each
45060H | Mtr. Run Cap, | Oval, 6uf 440v | 10.42 | Each
45075H | Mtr. Run Cap, | Oval, 7.5uf 440v | 6.61 | Each
45075R | Mtr. Run Cap, | Round, 7.5uf 440 | 19.99 | Each
45100H | Mtr. Run Cap, | Oval, 10uf 440v | 7 | Each
45100R | Mtr. Run Cap, | Round, 10uf 440V | 17.7 | Each
45125H | Mtr. Run Cap, | Oval, 12.5uf 440v | 9.02 | Each
45150H | Mtr. Run Cap, | Oval, 15uf 440v | 7.5 | Each
45150R | Mtr. Run Cap, | Round, 15uf 440v | 8.96 | Each
45175H | Mtr. Run Cap, | Oval, 17.5uf 440v | 14.06 | Each
45200H | Mtr. Run Cap, | Oval, 20uf 440v | 9.18 | Each
45250H | Mtr. Run Cap, | Oval, 25uf 440v | 11.2 | Each
45250R | Mtr. Run Cap, | Round, 25uf 440v | 16.74 | Each
45300H | Mtr. Run Cap, | Oval, 30uf 440v | 13.33 | Each
45350H | Mtr. Run Cap, | Oval, 35uf 440v | 14.9 | Each
4JJ0525 | Mtr. Run Cap, | Oval, 25+5uf 440v | 16.74 | Each
4JJ0530 | Mtr. Run Cap, | Oval, 30+5uf 440v | 15.06 | Each
4JJ0540 | Mtr. Run Cap, | Oval,40+5uf 440v | 21.28 | Each
4JJ0555 | Mtr. Run Cap, | Oval, 55+5uf 440v | 28.22 | Each
4JJ0560 | Mtr. Run Cap, | Oval,60+5uf 440v | 59.7 | Each
4JJ1055 | Mtr. Run Cap, | Oval,55+10uf 440v | 58.3 | Each
4JJ7535 | Mtr. Run Cap, | Ovl,35+7.5uf 440v | 25.14 | Each
4JR0440 | Mtr. Run Cap, | Rnd,40+4uf 440v | 33.26 | Each
4JR0525 | Mtr. Run Cap, | Round,25+5uf 440v | 11.48 | Each
4JR0530 | Mtr. Run Cap, | Round,30+5uf 440v | 13.33 | Each
4JR0535 | Mtr. Run Cap, | Round,35+5uf 440v | 14.45 | Each
4JR0540 | Mtr. Run Cap, | Round,40+5uf 440v | 15.34 | Each
4JR0545 | Mtr. Run Cap, | Round,45+5uf 440v | 16.58 | Each
4JR0550 | Mtr. Run Cap, | Round,50+5uf 440v | 17.08 | Each
4JR0555 | Mtr. Run Cap, | Round,55+5uf 440v | 18.82 | Each
4JR0560 | Mtr. Run Cap, | Round,60+5uf 440v 50/CA | 22.62 | Each
4JR7525 | Mtr. Run Cap, | Rnd,25+7uf 440v | 19.32 | Each
4JR7530 | Mtr. Run Cap, | Rnd,30+7.5uf 440v | 20.44 | Each
4JR7535 | Mtr. Run Cap, | Rnd,35+7.5uf 440v | 25.14 | Each
4JR7540 | Mtr. Run Cap, | Rnd,40+7.5uf 440v | 32.2 | Each
4JR7545 | Mtr. Run Cap, | Rnd,45+7.5uf 440v | 39.09 | Each
4JR7550 | Mtr. Run Cap, | Rnd,50+7.5uf 440v | 23.24 | Each
4JR7570 | Mtr. Run Cap, | Rnd,70+7.5uf 440v | 54.1 | Each
4JR7580 | Mtr. Run Cap, | Rnd,80+7.5uf 440V | 47.04 | Each
56-72220 | Mtr. Start Cap | 56-72uf 220v | 9.69 | Each
88-108220 | Mtr. Start Cap | 88-108uf 220v | 13.66 | Each
A60010 | Capacitor Rubber Boot & | Bracket Kit | 6.83 | Each
A61003 | 3-1/4"Dia CW Alumn Fan | Blade 5/16"Bore, 12Blade | 18.85 | Each
A61402 | 4"Dia CW Plastic Fan | Blade 3/16"Bore, 5Blades | 6.72 | Each
A61403 | 4"Dia CCW Plastic Fan | Blade 1/8"Bore, 5Blades | 6.16 | Each
A61404 | 4"Dia CCW Plastic Fan | Blade 3/16"Bore, 5Blades | 6.16 | Each
A61474 | 5-1/2"Dia Small CW Alumn | Fan Blade w/Hub 3/16"Bor | 10.08 | Each
A63006 | 6" Long Capacitor Jumper |  | 16.8 | Each
C375B | 3 Pole 75 Amp 120V | Contactor | 150.92 | Each
C375C | 3 Pole 75 Amp 208/240V | Contactor | 151.2 | Each
CT1 | Capacitor Tester |  | 94.19 | Each
PDC2 | 2MFD Dry Capacitor | 370V | 2.86 | Each
PDC3 | 3MFD Dry Capacitor | 370V | 3.02 | Each
PDC4 | 4MFD Dry Capacitor | 370V | 3.14 | Each
PDC5 | 5MFD Dry Capacitor | 370V | 3.25 | Each
PDC7.5 | 7.5MFD Dry Capacitor | 370V | 4.98 | Each
PDC8 | 8MFD Dry Capacitor | 370V | 5.26 | Each
PDC10 | 10MFD Dry Capacitor | 370V | 6.16 | Each
PDC12.5 | 12.5MFD Dry Capacitor | 370V | 7 | Each
PDC15 | 15MFD Dry Capacitor | 370V | 7.84 | Each
PDCF2 | 2MFD Dry Capacitor | 440V | 3.36 | Each
PDCF3 | 3MFD Dry Capacitor | 440V | 3.02 | Each
PDCF4 | 4MFD Dry Capacitor | 440V | 3.08 | Each
PDCF5 | 5MFD Dry Capacitor | 440V | 3.25 | Each
PDCF8 | Titan HD 8MFD Round Run | Capacitor 440/370V | 5.6 | Each
PDCF10 | 10MFD Dry Capacitor | 440V | 6.16 | Each
PDCF12.5 | 12.5MFD Dry Capacitor | 440V | 7.84 | Each
PDCF15 | 15MFD Dry Capacitor | 440V | 7.84 | Each
PLCO24480W | HID Lighting Capacitor |  | 42.56 | Each
PLCO26525W | 26UF HID Lighting | Capacitor 525V Wet Const | 52.3 | Each
PMJ21 | 21-25MFD Start | Capacitor 110-125V | 3.98 | Each
PMJ43 | 43-53MFD Start | Capacitor 110-125V | 3.98 | Each
PMJ56 | 56-75MFD Start | Capacitor 100-125V | 4.09 | Each
PMJ64 | 64-77MFD Start | Capacitor 110V | 4.93 | Each
PMJ72 | 72-88MFD Start | Capacitor 110-125V | 4.09 | Each
PMJ88 | 88-108MFD Start | Capacitor 110-125V | 3.98 | Each
PMJ108 | 108-130MFD Start | Capacitor 110-125V | 3.92 | Each
PMJ124 | 124-149MFD Start | Capacitor 110-125V | 3.92 | Each
PMJ130 | 130-156MFD Start | Capacitor 110-125V | 3.86 | Each
PMJ145 | 145-174MFD Start | Capacitor 110-125V | 4.14 | Each
PMJ161 | 161-193MFD Start | Capacitor 110-125V | 4.2 | Each
PMJ189 | 189-227MFD Start | Capacitor 110-125V | 4.31 | Each
PMJ200 | 200-240MFD Start | Capacitor 110-125V | 4.93 | Each
PMJ216 | 216-259MFD Start | Capacitor 110-125V | 4.65 | Each
PMJ233 | 233-280MFD Start | Capacitor 110-125V | 4.76 | Each
PMJ243 | 243-292MFD Start | Capacitor 110-125V | 4.82 | Each
PMJ270 | 270-324MFD Start | Capacitor 110-125V | 5.04 | Each
PMJ270A | 270-324MFD Start | Capacitor 110-125V | 5.04 | Each
PMJ295 | 295-354MFD Start | Capacitor 110-125V | 5.6 | Each
PMJ300 | 300-360MFD Start | Capacitor 110-125V | 6.38 | Each
PMJ324 | 324-388MFD Start | Capacitor 110-125V | 5.15 | Each
PMJ324A | 324-388MFD Start | Capacitor 110-125V | 5.21 | Each
PMJ340 | 340-408MFD Start | Capacitor 110-125V | 6.72 | Each
PMJ340A | 340-408MFD Start | Capacitor 110-125V | 6.72 | Each
PMJ378 | 378-455MFD Start | Capacitor 110-125V | 5.94 | Each
PMJ378A | 378-455MFD Start | Capacitor 110-125V | 6.72 | Each
PMJ400 | 400-480MFD Start | Capacitor 110-125V | 6.44 | Each
PMJ400A | 400-480MFD Start | Capacitor 110-125V | 6.44 | Each
PMJ430 | 430-516MFD Start | Capacitor 110-125V | 6.55 | Each
PMJ430A | 430-516MFD Start | Capacitor 110-125V | 8.96 | Each
PMJ460 | 460-552MFD Start | Capacitor 110-125V | 6.5 | Each
PMJ460A | 460-552MFD Start | Capacitor 110-125V | 6.72 | Each
PMJ540 | 540-648MFD Start | Capacitor 110-125V | 7.28 | Each
PMJ540A | 540-648MFD Start | Capacitor 110-125V | 8.46 | Each
PMJ590 | 590-708MFD Start | Capacitor 110-125V | 7.84 | Each
PMJ590A | 590-708MFD Start | Capacitor 110-125V | 8.74 | Each
PMJ645 | 645-774MFD Start | Capacitor 110-125V | 9.13 | Each
PMJ708 | 708-850MFD Start | Capacitor 110-125V | 8.68 | Each
PMJ708A | 708-850MFD Start | Capacitor 110-125V | 8.85 | Each
PMJ708B | 708-850MFD Start | Capacitor 110-125V | 8.85 | Each
PMJ800 | 800-960MFD Start | Capacitor 110-125V | 12.6 | Each
PMJ815 | 815-978MFD Start | Capacitor 110-125V | 12.94 | Each
PMJ829 | 829-995MFD Start | Capacitor 125V | 9.35 | Each
PMJ829A | 829-995MFD Start | Capacitor 110-125V | 10.08 | Each
PMJ850 | 850-1020MFD Start | Capacitor 110-125V | 10.7 | Each
PMJ860 | 860-1032MFD Start | Capacitor 110-125V | 11.14 | Each
PMJ1000 | 1000-1200MFD Start | Capacitor 110-125V | 15.18 | Each
PMJ1290 | 1290-1548MFD Start | Capacitor 110-125V | 14.73 | Each
PMSCF2.5 | 2.5MFD Mini-Split Dry | Cell Run Cap 450V 85C | 1.57 | Each
PMSCF3 | 3MFD Mini-Split Dry Cell | Run Capacitor 450V 85C | 2.24 | Each
PMSCF4 | 4MFD Mini-Split Dry Cell | Run Capacitor 450V 85C | 2.46 | Each
POC10B | 10MFD, 370V, Oval | Run Capacitor, Bulk | 2.91 | Each
POCD55A | 5+5MFD Oval Run | Capacitor 370V | 17.92 | Each
POCD205A | 20+5MFD Oval Run | Capacitor 370V | 19.04 | Each
POCD254A | 25+4MFD Oval Run | Capacitor 370V | 23.52 | Each
POCD1510A | 15+10MFD Oval Run | Capacitor 370V | 20.16 | Each
POCD4010A | 40+10MFD Oval Run | Capacitor 370V | 31.36 | Each
POCD4510A | 40+10MFD Oval Run | Capacitor 370V | 30.24 | Each
POCF7.5A | 7.5MFD Oval Run | Capacitor 440/370V | 10.08 | Each
POCF10A | 10MFD Oval Run | Capacitor 440/370V | 11.2 | Each
POCF15A | 15MFD Oval Run | Capacitor 440/370V | 13.44 | Each
POCF20A | 20MFD, 440/370V, Oval | Run Capacitor | 13.72 | Each
POCF25B | 25MFD Oval Run | Capacitor 440/370V | 17.92 | Each
POCF30A | 30MFD, 440/370V, Oval | Run Capacitor | 16.97 | Each
POCF50 | 50MFD 440V OVAL |  | 13.05 | Each
POCF55 | 55MFD Oval Run Capacitor | 440V | 16.8 | Each
POCF70A | 70MFD Oval Run Capacitor | 440/370V | 40.88 | Each
PRC35A | Titan HD 35MFD Round Run | Capacitor 370V | 19.04 | Each
PRC45A | Titan HD 45MFD Round | Run Capacitor 370V | 23.24 | Each
PRC50A | Titan HD 50MFD Round Run | Capacitor 370V | 23.52 | Each
PRC60A | Titan HD 60MFD Round Run | Capacitor 370V | 25.76 | Each
PRC100A | Titan HD 100MFD Round | Run Capacitor 370V | 61.6 | Each
PRCD8010A | Titan HD 80+10MFD Round | Run Capacitor 440/370V | 40.32 | Each
PRCF10A | Titan HD 10MFD Round Run | Capacitor 440/370V | 10.53 | Each
PRCF30A | Titan HD 30MFD Round Run | Capacitor 440/370V | 19.15 | Each
PRCF40A | 40MFD Round Capacitor | 370/440V | 28.67 | Each
PRCF45A | Titan HD 45MFD Round Run | Capacitor 440/370V | 25.65 | Each
PRCF55A | Titan HD 55MFD Round Run | Capacitor 440/370V | 29.62 | Each
PRCF60A | Titan HD 60MFD Round Run | Capacitor 440/370V | 35.06 | Each
PRCF70A | Titan HD 70MFD Round Run | Capacitor 440/370V | 45.92 | Each
PRCF80A | 80MFD Titan HD Round Run | Capacitor 440/370V | 33.54 | Each
PRCF90A | 90MFD Round Capacitor | 440V | 38.08 | Each
PRCFD305A | Titan HD 30+5MFD Round | Run Capacitor 440/370V | 20.38 | Each
PRCFD355A | Titan HD 35+5MFD Round | Run Capacitor 440/370V | 21.34 | Each
PRCFD405A | Titan HD 40+5MFD Round | Run Capacitor 440/370V | 22.62 | Each
PRCFD455A | Titan HD 45+5MFD Round | Run Capacitor 440/370V | 25.59 | Each
PRCFD505A | 50+5MFD Round Run | Capacitor 440/370V | 29.12 | Each
PRCFD2510A | 25+10MFD Oval Run | Capacitor 370V | 21.28 | Each
PRCFD3510A | 30+5MFD Round Run | Capacitor 440/370V | 33.6 | Each
PRCFD4010A | 40+10MFD Round Run | Capacitor 440/370V | 33.6 | Each
PRCFD7010A | Titan HD 70+10MFD Round | Run Capacitor 440/370V | 50.62 | Each
PRMJ25 | 25-30MFD Start | Capacitor 330V | 4.14 | Each
PRMJ30 | 30-36MFD Start | Capacitor 330V | 4.37 | Each
PRMJ36 | 36-43MFD Start | Capacitor 330V | 4.48 | Each
PRMJ43 | 43-53 MFD Start | Capacitor 330V | 4.7 | Each
PRMJ47 | 47-56MFD Start | Capacitor 330V | 4.98 | Each
PRMJ56 | 53-64MFD Start | Capacitor 330V | 5.04 | Each
PRMJ64 | 64-77MFD Start | Capacitor 330V | 6.38 | Each
PRMJ72 | 72-88MFD Start | Capacitor 330V | 6.94 | Each
PRMJ72A | 72-88MFD Start | Capacitor 330V | 6.94 | Each
PRMJ88 | 88-108MFD Start | Capacitor 330V | 7.17 | Each
PRMJ108A | 108-130MFD Start | Capacitor 330V | 7.28 | Each
PRMJ108R | 108-130MFD Start | Capacitor 330V | 13.33 | Each
PRMJ124 | 124-149 MFD Start | Capacitor 330V | 7.67 | Each
PRMJ130 | 130-158MFD Start | Capacitor 330V | 8.29 | Each
PRMJ135 | 135-162 MFD Start | Capacitor 330V | 9.24 | Each
PRMJ145 | 145-174MFD Start | Capacitor 330V | 9.63 | Each
PRMJ161 | 161-193MFD Start | Capacitor 330V | 10.08 | Each
PRMJ189 | 189-227MFD Start | Capacitor 330V | 11.03 | Each
PRMJ189A | 189-227MFD Start | Capacitor 330V | 11.2 | Each
PRMJ216 | 216-259MFD Start | Capacitor 330V | 11.48 | Each
PRMJ216A | 216-259MFD Start | Capacitor 330V | 11.48 | Each
PRMJ243 | 243-292MFD Start | Capacitor 330V | 12.32 | Each
PRMJ270 | 270-324MFD Start | Capacitor 330V | 13.27 | Each
PRMJ270R | 270-324MFD Start | Capacitor 330V | 13.27 | Each
PRMJ300 | 300-360MFD Start | Capacitor 330V | 19.38 | Each
PSMJ72 | 72-88MFD Start | Capacitor 165V | 8.96 | Each
PSMJ108 | 108-130MFD Start | Capacitor 165V | 6.27 | Each
PSMJ124 | 124-149MFD Start | Capacitor 165V | 5.82 | Each
PSMJ145 | 145-174MFD Star | Capacitor 165V | 5.94 | Each
PSMJ161 | 161-193MFD Start | Capacitor 165V | 7.45 | Each
PSMJ189 | 189-227MFD Start | Capacitor 165V | 7.45 | Each
PSMJ216 | 216-259MFD Start | Capacitor 165V | 9.91 | Each
PSMJ243 | 243-292MFD Start | Capacitor 165V | 12.32 | Each
PSMJ270 | 270-324MFD Start | Capacitor 165V | 8.51 | Each
PSMJ340 | 340-408MFD Start | Capacitor 165V | 11.2 | Each
PSMJ378A | 378-455MFD Start | Capacitor 165V | 9.69 | Each
PSMJ400 | 400-480MFD Start | Capacitor 165V | 10.19 | Each
PSMJ540 | 540MFD Start | Capacitor 165V | 14.62 | Each
PSMJ710 | 710-850MFD Start | Capacitor 165V | 18.42 | Each
PSMJ810A | 810-972MFD Start | Capacitor 165V | 13.94 | Each
PTMJ21 | 21-25MFD Start 220-250V |  | 4.09 | Each
PTMJ25 | 25-30MFD Start 220-250V |  | 3.92 | Each
PTMJ30 | 30-36MFD Start 220-250V |  | 4.09 | Each
PTMJ43 | 43-53MFD Start 220-250V |  | 5.04 | Each
PTMJ43A | 43-53MFD Start 220-250V |  | 4.98 | Each
PTMJ47 | 47-56MFD Start 220-250V |  | 4.37 | Each
PTMJ53 | 53-64MFD Start 220-250V |  | 4.65 | Each
PTMJ56 | 53-64MFD Start 220-250V |  | 4.59 | Each
PTMJ56A | 56-72MFD Start | Capacitor 220V | 6.72 | Each
PTMJ59 | 59-71MFD Start | Capacitor 220-250V | 8.96 | Each
PTMJ64 | 64-77MFD Start 220-250V |  | 4.98 | Each
PTMJ64A | SUB TTMJ64A | 64-77MFD Start 220-250V | 3.81 | Each
PTMJ72 | 72-88MFD Start 220V 1-13 |  | 5.49 | Each
PTMJ86 | 86-108MFD Start 220V |  | 6.1 | Each
PTMJ88 | 88-108MFD Start | Capacitor 220-250V | 5.99 | Each
PTMJ105 | 105-126MFD 220V |  | 6.61 | Each
PTMJ108 | 108-130MFD Cap 220-250V |  | 6.5 | Each
PTMJ124 | 124-149MFD Start 220-250 |  | 7.73 | Each
PTMJ124A | 124-149MFD Start 220-250 |  | 7.73 | Each
PTMJ130 | 130-158MFD Start 220-250 |  | 7.78 | Each
PTMJ145A | 145-174MFD Start 220-250 |  | 8.96 | Each
PTMJ145R | 145-174MFD Start 220-250 |  | 8.62 | Each
PTMJ161 | 161-193MFD Start 220-250 |  | 8.57 | Each
PTMJ161A | 161-193MFD Start 220-250 |  | 8.57 | Each
PTMJ189 | 189-227MFD Start 220-250 |  | 9.91 | Each
PTMJ189A | 189-277MFD Start 250V |  | 9.91 | Each
PTMJ216 | 216-259MFD Start 220-250 |  | 10.86 | Each
PTMJ216A | 216-259MFD Start 220-250 |  | 10.86 | Each
PTMJ233 | 233-280MFD Start 220-250 |  | 11.2 | Each
PTMJ233A | 233-280MFD Start 220-250 |  | 11.2 | Each
PTMJ243 | 243-292MFD Start 220-250 |  | 11.76 | Each
PTMJ270 | 270-324MFD Start 220-250 |  | 12.71 | Each
PTMJ270A | 270-324MFD Start 250V |  | 12.66 | Each
PTMJ320 | 320-384MFD Start 220-250 |  | 20.44 | Each
PTMJ378 | 378-455MFD Start 220-250 |  | 24.25 | Each
PTMJ400 | 400-480MFD Start 220-250 |  | 25.2 | Each
PTMJ400A | 400-480MFD Start | Capacitor 220-250V | 25.2 | Each
PTMJ430 | 430-516MFD Start 220-250 |  | 26.49 | Each
PTMJ460 | 460-552MFD Start 220-250 |  | 27.27 | Each
PTMJ630 | 630-750MFD Start 220-250 |  | 25.54 | Each
TOC3 | 3 MFD Oval Capacitor | 370V | 2.8 | Each
TOC4 | 4 MFD Oval Capacitor | 370V | 2.24 | Each
TOC5 | Titan Pro 5 MFD Oval | Capacitor 370V | 2.18 | Each
TOC5B | Titan Pro 5 MFD Oval | Capacitor 370V Bulk Pack | 2.35 | Each
TOC6 | 6 MFD Oval Capacitor | 370V | 2.8 | Each
TOC7.5 | 7.5MFD Oval Capacitor | 370V | 2.8 | Each
TOC10 | 10 MFD Oval Run Capacitor | 370V | 2.86 | Each
TOC10B | 10 MFD Oval Run Capacito | 370V, Bulk Pack | 2.8 | Each
TOC12.5 | 12.5 MFD Oval Capacitor | 370V | 4.31 | Each
TOC15 | Titan Pro 15MFD Oval | Capacitor 370V | 4.48 | Each
TOC17.5 | 17.5MFD Oval Capacitor | 370V | 5.6 | Each
TOC20 | 20 MFD Oval Capacitor | 370V | 5.21 | Each
TOC25 | 25 MFD Oval Capacitor | 370V | 5.26 | Each
TOC30 | Titan Pro 30MFD Oval | Capacitor 370V | 7.84 | Each
TOC35 | Titan Pro 35MFD Oval | Capacitor 370V | 7.11 | Each
TOC40 | Titan Pro 40MFD Oval | Capacitor 370V | 9.8 | Each
TOC45 | 45 MFD Oval Run Capacito | 370V | 10.7 | Each
TOC50 | 50 MFD Oval Capacitor | 370V | 11.37 | Each
TOC55 | 55 MFD Oval Run Capacito | 370V | 12.32 | Each
TOC60 | 60 MFD Oval Capacitor | 370V | 13.33 | Each
TOC70 | 70MFD Oval Run Capacitor | 370V | 16.91 | Each
TOCD153 | 15+3MFD Oval Capacitor | 370V | 6.72 | Each
TOCD155 | 15+5MFD Oval Capacitor | 370V | 7.84 | Each
TOCD255 | 25+5 MFD Oval Capacitor | 370V | 9.13 | Each
TOCF2 | 2 MFD Oval Capacitor | 440/370V | 2.86 | Each
TOCF3 | 3 MFD Oval Capacitor | 440/370V | 2.69 | Each
TOCF4 | 4 MFD Oval Capacitor | 440/370V | 2.74 | Each
TOCF5 | 5 MFD Oval Capacitor | 440/370V | 2.63 | Each
TOCF6 | 6 MFD Oval Capacitor | 440/370V | 3.36 | Each
TOCF7.5 | 7.5 MFD Oval Capacitor | 440/370V | 3.53 | Each
TOCF10 | 10 MFD Oval Capacitor | 440/370V | 4.31 | Each
TOCF12.5 | 12.5 MFD Oval Capacitor | 440/370V | 4.82 | Each
TOCF15 | 15 MFD Oval Capacitor | 440/370V | 5.1 | Each
TOCF20 | 20 MFD Oval Capacitor | 440/370V | 5.77 | Each
TOCF25 | 25 MFD Oval Capacitor | 440/370V | 7.17 | Each
TOCF30 | 30 MFD Capacitor | 370/440V | 7.62 | Each
TOCF35 | 35 MFD Oval Capacitor | 440/370V | 8.23 | Each
TOCF40 | 40 MFD Oval Capacitor | 440/370V | 8.96 | Each
TOCF45 | 45 MFD Oval Capacitor | 440/370V | 9.07 | Each
TOCF50 | 50 MFD Oval Run | Capacitor 440/370V | 12.82 | Each
TOCF55 | 55 MFD Oval Capacitor | 440/370V | 13.66 | Each
TOCF60 | 60 MFD Oval Capacitor | 440/370V | 13.89 | Each
TOCF65 | 65 MFD Oval Capacitor | 440/370V | 15.4 | Each
TOCFD305 | 30+5 MFD Oval Capacitor | 440/370V | 11.2 | Each
TOCFD355 | 35+5 MFD Oval Capacitor | 440/370V | 12.6 | Each
TOCFD405 | 40+5 MFD Oval Capacitor | 440/370V | 13.1 | Each
TOCFD455 | 45+5 MFD Oval Capacitor | 440/370V | 15.01 | Each
TOCFD2015 | 20+15 MFD Oval Capacitor | 440/370V | 16.8 | Each
TRC5 | 5 MFD Round Capacitor | 370V | 2.41 | Each
TRC7.5 | 7.5 MFD Round Capacitor | 370V | 3.19 | Each
TRC10 | 10 MFD Round Capacitor | 370V | 3.75 | Each
TRC12.5 | 12.5 MFD Round Capacitor | 370V | 4.37 | Each
TRC15 | 15 MFD Round Capacitor | 370V | 4.59 | Each
TRC17.5 | 17.5 MFD Round Capacitor | 370V | 6.16 | Each
TRC20 | 20 MFD Round Capacitor | 370V | 4.65 | Each
TRC25 | 25 MFD Round Capacitor | 370V | 5.26 | Each
TRC30 | 30 MFD Round Capacitor | 370V | 6.83 | Each
TRC35 | 35 MFD Round Capacitor | 370V | 7.73 | Each
TRC40 | 40 MFD Round Capacitor | 370V | 8.4 | Each
TRC45 | 45 MFD Round Capacitor | 370V | 9.35 | Each
TRC50 | 50 MFD Round Capacitor | 370V | 10.3 | Each
TRC55 | 55 MFD Round Capacitor | 370V | 11.2 | Each
TRC60 | 60 MFD Round Capacitor | 370V | 11.93 | Each
TRC65 | 65 MFD Round Capacitor | 370V | 13.05 | Each
TRC70 | 70 MFD Round Capacitor | 370V | 14 | Each
TRC80 | 80MFD Round Capacitor | 370V | 15.9 | Each
TRC100 | 100 MFD Round Capacitor | 370V | 23.07 | Each
TRCD205 | 20+5 MFD Round Capacitor | 370V | 10.08 | Each
TRCD255 | 25+5 MFD Round Capacitor | 370V | 7.34 | Each
TRCD303 | 30+3 MFD Round Capacitor | 370V | 10.3 | Each
TRCD304 | 30+4MFD Round Dual | Capacitor 370V | 11.2 | Each
TRCD305 | 30+5 MFD Round Run | Capacitor 370V | 11.76 | Each
TRCD353 | 35+3 MFD Round Dual | Capacitor 370V | 10.7 | Each
TRCD555 | 55+5 MFD Round Capacitor | 370V | 14.56 | Each
TRCD805 | 80+5 MFD Round Capacitor | 370V | 21.28 | Each
TRCF5 | 5 MFD Round Capacitor | 440/370V | 2.69 | Each
TRCF7.5 | 7.5 MFD Round Capacitor | 440/370V | 3.53 | Each
TRCF10 | 10 MFD Round Capacitor | 440/370V | 3.75 | Each
TRCF12.5 | 12.5 MFD Round Capacitor | 440/370V | 4.26 | Each
TRCF15 | 15 MFD Round Capacitor | 440/370V | 4.87 | Each
TRCF17.5 | 17.5 MFD Round Capacitor | 440/370V | 5.49 | Each
TRCF20 | 20 MFD Round Capacitor | 440/370V | 5.6 | Each
TRCF25 | 25 MFD Round Capacitor | 440/370V | 6.83 | Each
TRCF30 | 30 MFD Round Capacitor | 440/370V | 7.84 | Each
TRCF35 | 35 MFD Round Capacitor | 440/370V | 8.85 | Each
TRCF40 | 40 MFD Round Capacitor | 440/370V | 10.19 | Each
TRCF45 | 45 MFD Round Capacitor | 440/370V | 11.37 | Each
TRCF50 | 50 MFD Round Capacitor | 440/370V | 12.15 | Each
TRCF55 | 55 MFD Round Capacitor | 440/370V | 12.21 | Each
TRCF60 | 60 MFD Round Capacitor | 440/370V | 13.61 | Each
TRCF70 | 70 MFD Round Capacitor | 440/370V | 14.17 | Each
TRCF80 | 80 MFD Round Capacitor | 440/370V | 17.81 | Each
TRCF100 | 100 MFD Round Capacitor | 440/370V | 35.5 | Each
TRCFD205 | 20+5MFD Round Titan | Pro Run Cap 440/370V | 14.34 | Each
TRCFD255 | 25+5 MFD Round Capacitor | 440/370V | 7.73 | Each
TRCFD303 | 30+3MFD Round Capacitor | 440/370V | 20.05 | Each
TRCFD305 | 30+5MFD Round Capacitor | 440/370V | 9.35 | Each
TRCFD353 | 35+3MFD Round Titan | Pro Run Cap 440/370V | 17.02 | Each
TRCFD355 | 35+5 MFD Round Capacitor | 440/370V | 10.36 | Each
TRCFD403 | 40+3 MFD Round Capacitor | 440/370V | 13.1 | Each
TRCFD405 | 40+5 MFD Round Capacitor | 440/370V | 10.75 | Each
TRCFD455 | 45+5 MFD Round Capacitor | 440/370V | 11.7 | Each
TRCFD505 | 50+5 MFD Round Capacitor | 440/370V | 12.77 | Each
TRCFD555 | 55+5 MFD Round Capacitor | 440/370V | 13.22 | Each
TRCFD605 | 60+5 MFD Round | Capacitor 440/370V | 17.25 | Each
TRCFD705 | 70+5 MFD Round Capacitor | 440/370V | 22.96 | Each
TRCFD805 | 80+5MFD Round Titan | Pro Run Cap 440/370V | 37.52 | Each
TRCFD2575 | 25+7.5MFD Round Dual | Capacitor 440/370V | 8.34 | Each
TRCFD3075 | 30+7.5MFD Round Titan | Pro Run Cap 440/370V | 11.76 | Each
TRCFD3575 | 35+7.5MFD Round Titan | Pro Run Cap 440/370V | 11.65 | Each
TRCFD4075 | 40+7.5 MFD Round | Capacitor 440/370V | 11.09 | Each
TRCFD4575 | 45+7.5 MFD Round | Capacitor 440/370V | 12.88 | Each
TRCFD5075 | 50+7.5MFD Round Titan | Pro Run Cap 440/370V | 13.05 | Each
TRCFD5575 | 55+7.5MFD Round Titan | Pro Run Cap 440/370V | 15.12 | Each
TRCFD6010 | 60+10MFD Round Titan | Pro Run Cap 440/370V | 20.72 | Each
TRCFD6075 | 60+7.5 MFD Round | Capacitor 440/370V | 19.94 | Each
TRCFD7075 | 70+7.5 MFD Round Run | Capacitor 440/370V | 26.88 | Each
TRCFD8010 | 80+10MFD Round Run | Capacitor 440/370V | 43.68 | Each
TRCFD8075 | 80+7.5 MFD Round | Capacitor 440/370V | 37.52 | Each
TTMJ21 | 21-25MFD Start | Capacitor 220-250V | 4.09 | Each
TTMJ25 | 25-30MFD Start | Capacitor 220-250V | 3.92 | Each
TTMJ30 | 30-36MFD Start | Capacitor 220-250V | 4.09 | Each
TTMJ36 | 36-43MFD Start | Capacitor 220-250V | 4.09 | Each
TTMJ43 | 43-53MFD Start | Capacitor 220-250V | 5.04 | Each
TTMJ43A | 43-53MFD Start | Capacitor 220-250V | 4.98 | Each
TTMJ47 | 47-56MFD Start | Capacitor 220-250V | 4.37 | Each
TTMJ53 | 53-64MFD Start | Capacitor 220-250V | 4.65 | Each
TTMJ56 | 53-64MFD Start | Capacitor 220-250V | 4.59 | Each
TTMJ56A | 56-72MFD Start | Capacitor 220V | 6.72 | Each
TTMJ59 | 59-71MFD Start | Capacitor 220-250V | 8.96 | Each
TTMJ64 | 64-77MFD Start | Capacitor 220-250V | 4.98 | Each
TTMJ64A | 64-77MFD Start | Capacitor 220-250V | 3.81 | Each
TTMJ72 | 72-88MFD Start | Capacitor 220-250V | 5.49 | Each
TTMJ86 | 86-108MFD Start | Capacitor 220V | 6.1 | Each
TTMJ88 | 88-108MFD Start | Capacitor 220-250V | 5.99 | Each
TTMJ105 | 105-126MFD Start | Capacitor 220-250V | 6.61 | Each
TTMJ108 | 108-130MFD Start | Capacitor 220-250V | 6.5 | Each
TTMJ124 | 124-149MFD Start | Capacitor 220-250V | 7.73 | Each
TTMJ124A | 124-149MFD Start | Capacitor 220-250V | 7.73 | Each
TTMJ130 | 130-158MFD Start | Capacitor 220-250V | 7.78 | Each
TTMJ145 | 145-174MFD Start | Capacitor 220-250V | 7.84 | Each
TTMJ145A | 145-174MFD Start | Capacitor 220-250V | 8.96 | Each
TTMJ145R | 145-174MFD Round Start | Capacitor 220-250V | 8.62 | Each
TTMJ161 | 161-193MFD Start | Capacitor 220-250V | 8.57 | Each
TTMJ161A | 161-193MFD Start | Capacitor 220-250V | 8.57 | Each
TTMJ189 | 189-227MFD Start | Capacitor 220-250V | 9.91 | Each
TTMJ189A | 189-277MFD Start | Capacitor 220-250V | 9.91 | Each
TTMJ216 | 216-259MFD Start | Capacitor 220-250V | 10.86 | Each
TTMJ216A | 216-259MFD Start | Capacitor 220-250V | 10.86 | Each
TTMJ233 | 233-280MFD Start | Capacitor 220-250V | 11.2 | Each
TTMJ233A | 233-280MFD Start | Capacitor 220-250V | 11.2 | Each
TTMJ243 | 243-292MFD Start | Capacitor 220-250V | 11.76 | Each
TTMJ270 | 270-324MFD Start | Capacitor 220-250V | 12.71 | Each
TTMJ270A | 270-324MFD Start | Capacitor 220-250V | 12.66 | Each
TTMJ320 | 320-384MFD Start | Capacitor 220-250V | 20.44 | Each
TTMJ340 | 340-408MFD Start | Capacitor 220-250V | 21.84 | Each
TTMJ378 | 378-455MFD Start | Capacitor 220-250V | 24.25 | Each
TTMJ400 | 400-480MFD Start | Capacitor 220-250V | 25.2 | Each
TTMJ430 | 430-516MFD Start | Capacitor 220-250V | 26.49 | Each
TTMJ460 | 460-552MFD Start | Capacitor 220-250V | 27.27 | Each
TTMJ630 | 630-750MFD Start | Capacitor 220-250V | 25.54 | Each
C340AST | 3 POLE 40 AMP 24V | CONTACTOR | 45 | Each
DP-1P30A24 | 1 POLE W/ SHUNT 30 AMP | 24V CONTACTOR | 25 | Each
DP-1P30A120 | 1 POLE W/ SHUNT 30 AMP | 120V CONTACTOR | 25 | Each
DP-1P30A240 | 1 POLE W/ SHUNT 30 AMP | 240V CONTACTOR | 25 | Each
DP-1P40A24 | 1 POLE W/ SHUNT 40 AMP | 24V CONTACTOR | 25 | Each
DP-1P40A120 | 1 POLE W/ SHUNT 40 AMP | 120V CONTACTOR | 25 | Each
DP-1P40A240 | 1 POLE W/ SHUNT 40 AMP | 240V CONTACTOR | 25 | Each
DP-2P20A24 | 2 POLE 20 AMP 24V | CONTACTOR | 30 | Each
DP-2P20A120 | 2 POLE 20 AMP 120V | CONTACTOR | 30 | Each
DP-2P25A24 | 2 POLE 25 AMP 24V | CONTACTOR | 30 | Each
DP-2P25A120 | 2 POLE 25 AMP 120V | CONTACTOR | 30 | Each
DP-2P25A240 | 2 POLE 25 AMP 208/240V | CONTACTOR | 30 | Each
DP-2P30A24 | 2 POLE 30 AMP 24V | CONTACTOR | 28 | Each
DP-2P30A120 | 2 POLE 30 AMP 120V | CONTACTOR | 28 | Each
DP-2P30A240 | 2 POLE 30 AMP 208/240V | CONTACTOR | 28 | Each
DP-2P40A24 | 2 POLE 40 AMP 24V | CONTACTOR | 30 | Each
DP-2P40A120 | 2 POLE 40 AMP 120V | CONTACTOR | 30 | Each
DP-2P40A240 | 2 POLE 40 AMP 240V | CONTACTOR | 30 | Each
DP-3P20A24 | 3 POLE 20 AMP 24V | CONTACTOR | 44 | Each
DP-3P20A120 | 3 POLE 20 AMP 120V | CONTACTOR | 44 | Each
DP-3P20A240 | 3 POLE 20 AMP 208/240V | CONTACTOR | 44 | Each
DP-3P25A120 | 3 POLE 25 AMP 120V | CONTACTOR | 44 | Each
DP-3P30A24 | 3 POLE 30 AMP 24V | CONTACTOR | 44 | Each
DP-3P30A120 | 3 POLE 30 AMP 120V | CONTACTOR | 44 | Each
DP-3P30A240 | 3 POLE 30 AMP 208/240V | CONTACTOR | 44 | Each
DP-3P40A24 | 3 POLE 40 AMP 24V | CONTACTOR | 47 | Each
DP-3P40A120 | 3 POLE 40 AMP 120V | CONTACTOR | 47 | Each
DP-3P40A240 | 3 POLE 40 AMP 208/240V | CONTACTOR | 47 | Each
DP-3P50A24 | 3 POLE 50 AMP 24V | CONTACTOR | 125 | Each
DP-3P50A120 | 3 POLE 50 AMP 120V | CONTACTOR | 125 | Each
DP-3P50A240 | 3 POLE 50 AMP 208/240V | CONTACTOR | 125 | Each
DP-3P60A24 | 3 POLE 60 AMP 24V | CONTACTOR | 130 | Each
DP-3P60A120 | 3 POLE 60 AMP 120V | CONTACTOR | 130 | Each
DP-3P60A240 | 3 POLE 60 AMP 208/240V | CONTACTOR | 130 | Each
DP-3P75A24 | 3 POLE 75 AMP 24V | CONTACTOR | 310 | Each
DP-3P75A120 | 3 POLE 75 AMP 120V | CONTACTOR | 310 | Each
DP-3P75A240 | 3 POLE 75 AMP 208/240V | CONTACTOR | 310 | Each
DP-3P90A120 | 3 POLE 90 AMP 120V | CONTACTOR | 350 | Each
DP-3P90A240 | 3 POLE 90 AMP 208/240V | CONTACTOR | 350 | Each
DP-4P20A24 | 4 POLE 20 AMP 24V | CONTACTOR | 60 | Each
DP-4P20A120 | 4 POLE 20 AMP 120V | CONTACTOR | 60 | Each
DP-4P25A120 | 4 POLE 25 AMP 120V | CONTACTOR | 60 | Each
DP-4P30A24 | 4 POLE 30 AMP 24V | CONTACTOR | 60 | Each
DP-4P30A120 | 4 POLE 30 AMP 120V | CONTACTOR | 60 | Each
DP-4P30A240 | 4 POLE 30 AMP 208/240V | CONTACTOR | 60 | Each
DP-4P40A24 | 4 POLE 40 AMP 24V | CONTACTOR | 65 | Each
DP-4P40A120 | 4 POLE 40 AMP 120V | CONTACTOR | 65 | Each
DP-4P40A240 | 4 POLE 40 AMP 208/240V | CONTACTOR | 65 | Each
DP-AS1 | AUXILIARY SWITCH |  | 12.05 | Each
DP-AS2 | AUXILIARY SWITCH |  | 12.05 | Each
DP-AS3 | AUXILIARY SWITCH |  | 15.5 | Each
DP-AS4 | AUXILIARY SWITCH |  | 11.9 | Each
DP-AS4N | AUXILIARY SWITCH |  | 12.35 | Each
DP-AS5 | AUXILIARY SWITCH |  | 11.9 | Each
DP-AS5N | AUXILIARY SWITCH |  | 12.1 | Each
DP-AS6 | AUXILIARY SWITCH |  | 15.3 | Each
DP-AS6N | AUXILIARY SWITCH |  | 16.5 | Each
DP-AS7 | AUXILIARY SWITCH |  | 12.3 | Each
DP-AS7N | AUXILIARY SWITCH |  | 13 | Each
DP-AS8 | NLA AUXILIARY SWITCH |  | 15.1 | Each
DP-AS9 | AUXILIARY SWITCH |  | 7.75 | Each
DP-AS9N | AUXILIARY SWITCH |  | 11.75 | Each
DP-AS10 | AUXILIARY SWITCH |  | 7.75 | Each
DP-AS11 | AUXILIARY SWITCH |  | 17.1 | Each
C130A | 1 Pole 30 Amp 24V | Contactor | 11.6 | Each
C130B | 1 Pole 30 Amp 120V | Contactor | 12.1 | Each
C130C | 1 Pole 30 Amp 208/240V | Contactor | 12.45 | Each
C140A | 1 Pole 40 Amp 24V | Contactor | 14.06 | Each
C230A | 2 Pole 30 Amp 24V | Contactor | 15.65 | Each
C230B | 2 Pole 30 Amp 120V | Contactor | 14.6 | Each
C230C | 2 Pole 30 Amp 208/240V | Contactor | 14.6 | Each
C240A | 2 Pole 40 Amp 24V | Contactor | 15.68 | Each
C240B | 2 Pole 40 Amp 120V | Contactor | 15.68 | Each
C240C | 2 Pole 40 Amp 208/240V | Contactor | 15.68 | Each
C330A | 3 Pole 30 Amp 24V | Contactor | 25.09 | Each
C330B | 3 Pole 30 Amp 120V | Contactor | 25.09 | Each
C330C | 3 Pole 30 Amp 208/240V | Contactor | 25.09 | Each
C340A | 3 Pole 40 Amp 24V | Contactor | 28.78 | Each
C340B | 3 Pole 40 Amp 120V | Contactor | 28.78 | Each
C340C | 3 Pole 40 Amp 208/240V | Contactor | 28.78 | Each
C350A | 3 Pole 50 Amp 24V | Contactor | 67.2 | Each
C350B | 3 Pole 50 Amp 120V | Contactor | 67.2 | Each
C350C | 3 Pole 50 Amp 208/240V | Contactor | 67.2 | Each
C360A | 3 Pole 60 Amp 24V | Contactor | 68.15 | Each
C360B | 3 Pole 60 Amp 120V | Contactor | 68.15 | Each
C360C | 3 Pole 60 Amp 208/240V | Contactor | 68.15 | Each
C390B | 3 Pole 90 Amp 120V | Contactor | 198.24 | Each
C440A | 4 Pole 40 Amp 24V | Contactor | 72.8 | Each
C440B | 4 Pole 40 Amp 120V | Contactor | 72.8 | Each
C440C | 4 Pole 40 Amp 208/240V | Contactor | 72.8 | Each
DPE25324 | DP Contactor, 25A/3P/24V |  | 69.5 | Each
DPE30124 | DP Contactor, 30A/1P/24v |  | 35.95 | Each
DPE30424 | DP Contactor, 30A/4P/24v |  | 119.84 | Each
DPE40124 | DP Contactor 40A/1P/24V |  | 60.2 | Each
DPE40224 | DP Contactor, 40A/2P/24v |  | 67.54 | Each
EC25224 | DP Contactor 25A/2P/24V |  | 28.28 | Each
EC30224 | DP Contactor, 30A/2P/24V |  | 24.98 | Each
EC30324 | DP Contactor 30A/3P/24V |  | 46.65 | Each
EC40224 | DP Contactor 40A/2P/24V |  | 42.78 | Each
EC40324 | DP Contactor 40A/3P/24V |  | 63.5 | Each
EC60324 | DP Contactor 60A/3P/24V |  | 108.7 | Each
EC302240 | DP Contactor 30A/2P/240V |  | 24.75 | Each
EC303120 | DP Contactor 30A/3P/120V |  | 48.33 | Each
EC303240 | DP Contactor 30A/3P/240V |  | 47.77 | Each
EC402120 | DP Contactor 40A/2P/120V |  | 40.6 | Each
EC402240 | DP Contactor 40A/2P/240V |  | 41.44 | Each
EC403120 | DP Contactor 40A/3P/120V |  | 63.5 | Each
EC403240 | DP Contactor 40A/3P/240V |  | 59.92 | Each
P6S | 1 SPDT/Side 30-40Amp | Auxillary Switch | 28.65 | Each
P7S | Auxiliary Switch for | Contactor 30-40A, DPDT | 19.04 | Each
TMX230C2 | TitanMax 2 Pole 30A | 208-240V Contactor | 16.46 | Each
TMX240C2 | TitanMax 2 Pole 40A | 208-240V Contactor | 30.8 | Each
TMX340B2 | TitanMax 3 Pole 40A | Contactor | 43.12 | Each
66-1-6074 | 87106074 WHEEL | 8 5/64" DIA | 137.45 | Each
92-25U21T | ADAPTER 213/215T-254/256 |  | 167.8 | Each
92-28U25T | ADAPTER 254/256T-284/286 |  | 224.25 | Each
92-32U28T | ADAPTER 284/286T-324/326 |  | 310.95 | Each
92-36U32T | ADAPTER 324/326T-364/365 |  | 399.05 | Each
92-40U36T | ADAPTER 364/365T-404/405 |  | 544.5 | Each
92-44U40T | ADAPTER 404/405T-444/445 |  | 684.9 | Each
92-145 | SLIDE BASE 145T |  | 93.1 | Each
92-182 | SLIDE BASE 182T | SGL ADJUSTMENT | 110.05 | Each
92-184 | SLIDE BASE 184 | SGL ADJUST | 110.05 | Each
92-213 | SLIDE BASE 213 | SNGL ADJUSTMENT | 149.35 | Each
92-215 | SLIDE BASE 215 | SGL ADJUST | 149.35 | Each
92-254 | SLIDE BASE 254T | SGL ADJUST | 326 | Each
92-256 | SLIDE BASE 256 | SGL ADJUST | 326 | Each
92-284 | SLIDE BASE 284T |  | 382.6 | Each
92-286 | SLIDE BASE 286T | SGL ADJUST | 382.6 | Each
92-324 | SLIDE BASE 324T | SGL ADJUST | 525.85 | Each
92-326 | SLIDE BASE 326T |  | 525.85 | Each
92-326B2 | SLIDE BASE 326B2 DBLE |  | 407.65 | Each
92-364 | SLIDE BASE 364T |  | 697.1 | Each
92-365 | SLIDE BASE 365T |  | 697.1 | Each
92-404 | SLIDE BASE 404T |  | 1104 | Each
92-405 | SLIDE BASE 405T |  | 1104 | Each
92-444 | SLIDE BASE 444T |  | 1371.95 | Each
92-445 | SLIDE BASE 445T |  | 1371.95 | Each
92-445T-B2 | SLIDE BASE 445T-DBLE |  | 947.1 | Each
92-447 | SLIDE BASE 447T |  | 1296.75 | Each
92-449 | SLIDE BASE 449T |  | 1334.7 | Each
92-504 | SLIDE BASE 504T |  | 5731.35 | Each
92-505 | SLIDE BASE 505T |  | 5752.85 | Each
92-588 | HD Motor Mounts 2pcs/EA |  | 7839.45 | Each
92-2118T | ADAPTER 182/184T-213/215 |  | 142.65 | Each
92-1008696 | RESTRICTOR PLATE ICP50&7 |  | 23.25 | Each
92-1008699 | RESTRICTOR PLATE ICP 100 |  | 8.65 | Each
92-1160415 | RESTRICTOR PLATE ICP125 | 10/PK | 83.95 | 10pk
92-6619071 | BELLY BAND MOTOR | MOUNT | 47.85 | Each
92-8811002 | DB218 MOUNTING BRACKET, | 15 LENGTH,10.53 WIDTH | 314.85 | Each
92-8811012 | DB215 MOUNTING BRACKET, | 18.5 LENGTH,5.75 WIDTH | 295.75 | Each
92-8811022 | DB212 MOTOR BRACKET | 15.5 LENGTH,5.75 WIDTH | 321.05 | Each
92-85256019 | 35-386 BASE |  | 73.25 | Each
92-85256023 | 35-492 BASE |  | 82 | Each
92-87256032 | KIT207 5 5/8" DIA ADP | PLATE | 92.1 | Each
92-87256048 | KIT225 MOUNTING BRACKET |  | 126.1 | Each
92-87256150 | KIT144 CONDUIT BOX KIT |  | 102.8 | Each
92-A240 | 9" RESILIENT KIT |  | 131.15 | Each
92-A241 | 12" RESILIENT KIT |  | 651.9 | Each
92-A242 | 10" RESILIENT KIT |  | 468.3 | Each
92-A257 | SHAFT LOCK DEVICE |  | 149.95 | Each
92-A258 | PRYING FORK |  | 196.1 | Each
92-A286 | UNIVERSAL MOUNT DC MOTOR |  | 29.8 | Each
92-A1482 | RUBBER BOOT AND BRACKET |  | 31.6 | Each
92-A4036 | THERMAL PROTECTOR | THERMAL PROTECTOR | 43.55 | Each
92-A4856 | 48/56 FRAME ADAPTORS |  | 135.85 | Each
92-A7801 | MOTOR VIB INSULATOR C-60 |  | 15.95 | Each
92-A7802 | MOTOR VIB INSULATOR C-10 |  | 19.3 | Each
92-A7803 | MOTOR VIB INSULATOR C-25 |  | 14.85 | Each
92-A7804 | MOTOR VIB INSULATOR C-40 |  | 11.8 | Each
92-A7805 | MOTOR VIB INSULATOR C-50 |  | 16.25 | Each
92-A7806 | MOTOR VIB INSULATOR C-30 |  | 18.55 | Each
92-A7807 | MOTOR VIB INSULATOR C-10 |  | 16.15 | Each
92-A8006 | SMBR BRACKET |  | 20.05 | Each
92-A8008 | 4 1/8 PEDESTAL MOUNT |  | 6.5 | Each
92-A8010 | 5 3/8" PEDESTAL MOUNT |  | 5.85 | Each
92-A8012 | 6 1/4" PEDESTAL MOUNT |  | 7.7 | Each
92-A8035 | MOTOR BASE 2 1/2" RINGS |  | 25.7 | Each
92-A8041 | MOTOR BASE |  | 29.9 | Each
92-A8043 | MOTOR BASE |  | 33.15 | Each
92-A8058 | 920AB8 MTR BASE C/W CLIP |  | 41.5 | Each
92-A8076 | 21/29 FRAME BASE |  | 26.35 | Each
92-A8077 | 21/29 FRAME BASE |  | 26.35 | Each
92-A8092 | 11 FR. MT. CLIPS 2/PK |  | 13.1 | 2pk
92-A8095 | KIT FOR 5 1/2 MTRS. |  | 61.75 | Each
92-A8096 | MOTOR BASE CLIPS 2/PK |  | 37.45 | 2pk
92-A8097 | MOTOR MOUNTING SCREW KIT |  | 2.2 | Each
92-A8098 | RESILIENT CLAMPS 56 FR | 2 PIECES FOR 1 MOTORS | 68.5 | Each
92-A8099 | VIBRATION DAMPENER |  | 0.35 | Each
92-A8106 | 2 1/4" RES RING KIT |  | 47.75 | Each
92-A8107 | 2 1/2" RES RING KIT |  | 66.3 | Each
92-A8110 | MOTOR SHAFT ADAPTER 1/4 |  | 21.35 | Each
92-A8116 | 5/16" SHFT COUPLING |  | 10.85 | Each
92-A8202 | 3/8 X 1/4 ID BUSHING |  | 9 | Each
92-A8205 | 5/16X7/16 REDUCING | BUSHING | 0.9 | Each
92-A8206 | 1/2 X 5/16 ID BUSHING |  | 10.5 | Each
92-A8217 | 5/8" TO 3/4" ADAPTOR |  | 47.75 | Each
92-A8222 | FAN WHEEL CCW |  | 65.25 | Each
92-A8223 | FAN WHEEL CW |  | 65.25 | Each
92-A8233 | 8/32 STUDS & NUTS 4/SET |  | 7.55 | Each
92-A8236 | 10/32 STUDS & NUTS 4/SET |  | 7.55 | Each
92-A8279 | 3 1/2" X 8 5/8" BASE |  | 89.3 | Each
92-A8280 | 3 1/2" X 8 1/8" BASE |  | 101.65 | Each
92-A8281 | 3 1/2" X 11 5/8" BASE |  | 184.85 | Each
92-A8282 | 3 1/2" X 10 5/8" BASE |  | 163.2 | Each
92-A8283 | 3 1/2" X 9 5/8" BASE |  | 163.2 | Each
92-A8301 | MTR SPD CTL KIT 2.5A 120 |  | 64 | Each
92-A8301-1 | SPD CTRL W/O FACE PLATE | 120V 2.5A | 50 | Each
92-A8303 | MTR SPD CTL KIT 5A 120V |  | 99.4 | Each
92-A8305 | MTR SPD CTL KIT 10A 120V |  | 188.75 | Each
92-A8306 | MTR SPD CTL KIT 15A 120V |  | 341.95 | Each
92-A8309 | 8 AMP 230V/50/60 | KBWC28K | 117.9 | Each
92-A8378 | 4.1" LUG BRKT 4" LUGS |  | 47.05 | Each
92-A8550 | 5.0" FLEX MOUNT BRACKET |  | 20.15 | Each
92-A8551 | 5.1" MTR MT BRKT |  | 25.6 | Each
92-A8555 | 5.5" FLEX MOUNT BRACKET |  | 21.25 | Each
92-A8557 | 10"X5.6"DIA MTR MT BRKT |  | 15.8 | Each
92-A8600 | REVERSO BRACKET EB50 | PLATED | 14.95 | Each
92-A8602 | REVERSO BRACKET B60 B100 |  | 23.6 | Each
92-A8604 | BRACKET QK100 BK100 |  | 24.15 | Each
92-A8606 | REVERSO BRACKET DK260 |  | 57.95 | Each
92-A8617 | 5" & 5-1/2" FLEX MNT BRK |  | 25.7 | Each
92-A8618 | RHEEM BUTT PLATE KIT |  | 8.9 | Each
92-A8670 | SKELETON MOTOR MTG. ADPT |  | 1.6 | Each
92-AD408-200-2X | GALV. STEEL, .500 |  | 80.7 | Each
92-AW12 | ANTI-WINDMILL BRAKE 1/2" |  | 121.2 | Each
92-AW58 | ANTI-WINDMILL BRAKE 5/8" |  | 119.25 | Each
92-CD3500 | SHANK & 1 1/4" HUB |  | 171.95 | Each
92-CD3505 | 1 1/4" HUB ONLY |  | 62 | Each
92-CD3510 | SHANK & 1 3/8" HUB |  | 182.05 | Each
92-CD3515 | 1 3/8" HUB ONLY |  | 62.55 | Each
92-CD3520 | SHANK & 1 1/2" HUB |  | 182.05 | Each
92-CD3525 | 1 1/2" HUB ONLY |  | 63.4 | Each
92-CD3530 | SHANK & 1 5/8" HUB |  | 199.3 | Each
92-CD3535 | 1 5/8" HUB ONLY |  | 65.55 | Each
92-CD3540 | PIN & DRIVE BOLT |  | 64.55 | Each
92-CD3545 | DRIVE BOLT & SHANK | FOR 92-CD3570 | 80.35 | Each
92-CD3555 | SET SCREW 3/PK |  | 3.25 | 3pk
92-CD3560 | 5/32" ALLEN WRENCH |  | 3.5 | Each
92-CD3570 | COMPLETE KIT |  | 461.7 | Each
92-FM55P | 5.5" FLEX MT BRKT |  | 31.6 | Each
92-FMK | FLUE EXHAUST FAN KIT CW |  | 44.4 | Each
92-M3583 | RAIN SHIELD 5/8 X 7 |  | 26.95 | Each
92-P8099 | PLASTIC HUB ADAPTER |  | 0.55 | Each
92-P8121 | 3/16-1/4 PLASTIC ADAPTER |  | 1 | Each
92-P8123 | 1/4"-5/16" PLASTIC | ADAPTER | 0.35 | Each
92-R6212 | LEADS | (FEMALE) | 8.15 | Each
92-S7000 | 7" SHROUD SHORT LEG BRKT |  | 14.2 | Each
92-STMP84756 | Mounting Bracket |  | 22.8 | Each
93-AD-508-316-2X | 500CW FAN |  | 81.9 | Each
93-3CR1833 | 86506104 BLADE 18" DIA |  | 152.8 | Each
93-5-0014 | 4BLADE 48"DIA 40DegPITCH | 1"BORE CW | 1367.3 | Each
93-5-2186 | HEAVY DUTY 4X26X38D CW |  | 172.45 | Each
93-5-2190 | HEAVY DUTY 4X36X38D CW |  | 362.3 | Each
93-5-2191 | HEAVY DUTY 4X42X38D |  | 688.8 | Each
93-5-2225 | HEAVY DUTY 4X26X38D CW |  | 882.5 | Each
93-5-2241 | HEAVY DUTY 4X28X38D CW |  | 489.9 | Each
93-6-1160 | 3BLADE 30" 20 DEG |  | 89.7 | Each
93-6-4228 | COND FAN 3X1/2X14X33D | CCW | 157.05 | Each
93-6-4234 | COND FAN 3X1/2X22X33D | CCW | 135.9 | Each
93-6-4237 | COND FAN 4X1/2X14X33D | CCW | 165.55 | Each
93-6-4239 | COND FAN 4X1/2X16X33D | CCW | 79.1 | Each
93-6-4240 | COND FAN 4X1/2X18X33D CW |  | 148.95 | Each
93-6-4241 | COND FAN 4X1/2X18X33D | CCW | 90.2 | Each
93-6-4243 | COND FAN 4X1/2X20X33D | CCW | 97.45 | Each
93-6-4244 | COND FAN 4X1/2X22X33D CW |  | 140.9 | Each
93-6-4300 | FREE AIR 3X10X23D CW |  | 114.35 | Each
93-6-4316 | FREE AIR 3X18X23D CW | 93-2770972 | 66.65 | Each
93-6-4321 | FREE AIR 3X24X12D CCW |  | 120.5 | Each
93-6-4338 | FREE AIR 4X14X27D CW |  | 78.65 | Each
93-6-4340 | FREE AIR 4X14X33D CW |  | 85.5 | Each
93-6-4343 | FREE AIR 4X16X23D CCW |  | 77.8 | Each
93-6-4347 | FREE AIR 4X16X33D CCW |  | 77.8 | Each
93-6-4350 | FREE AIR 4X18X27D CW |  | 84.1 | Each
93-6-4355 | FREE AIR 4X20X23D CCW | 93-2770472 | 78.2 | Each
93-6-4359 | FREE AIR 4X20X33D CCW |  | 107.45 | Each
93-6-4363 | FREE AIR 4X24X18D CCW |  | 149.35 | Each
93-6-4365 | FREE AIR 4X24X23D CCW |  | 149.35 | Each
93-6-4367 | FREE AIR 4X24X27D CCW |  | 162.3 | Each
93-6-4371 | COND FAN 3X18X30D CCW |  | 68.3 | Each
93-6-4379 | COND FAN 3X20X31D CCW |  | 69.85 | Each
93-6-4386 | COND FAN 3X24X33D CW. |  | 85.8 | Each
93-6-4387 | COND FAN 3X24X33D CCW |  | 85.8 | Each
93-6-4391 | COND FAN 4X14X33D CCW |  | 96.65 | Each
93-6-4407 | COND FAN 4X20X33D CCW |  | 77.95 | Each
93-6-4411 | COND FAN 4X22X35D CCW |  | 155.25 | Each
93-6-4417 | CON. FAN 4X26X27D CCW |  | 92.4 | Each
93-6-4587 | FAN 5BX5 1/2X27 CW |  | 24.2 | Each
93-6-4588 | FAN 5BX5 1/2X27 CCW |  | 20.15 | Each
93-6-4589 | FAN 5BX5 1/2X27 CW |  | 20.15 | Each
93-6-4591 | FAN 5BX7X27 CW |  | 19.85 | Each
93-6-4593 | 5BLADE X7 X 27 CW |  | 18.25 | Each
93-6-4595 | FAN 5BX8X24 CW |  | 19.9 | Each
93-6-4598 | FAN 5BX8X24 CCW |  | 19.4 | Each
93-6-4599 | FAN 5BX8X32 CW |  | 23.5 | Each
93-6-4600 | FAN 5BX8X32 CCW |  | 23.5 | Each
93-6-4601 | FAN 5BX8X32 CW |  | 40.35 | Each
93-6-4602 | FAN 5BX8X32 CCW |  | 19.8 | Each
93-6-4603 | FAN 5BX9X26 CW |  | 20.95 | Each
93-6-4604 | FAN 5BX9X26 CCW |  | 21.5 | Each
93-6-4605 | FAN 5BX9X26 CW |  | 21.5 | Each
93-6-4606 | NO LONGER AVAILABLE | 5BLADE X 9 X 26 CCW | 19.45 | Each
93-6-4607 | FAN 5BX10X20 CW |  | 22.05 | Each
93-6-4608 | FAN 5BX10X20 CCW |  | 47.7 | Each
93-6-4609 | FAN 5BX10X20 CW |  | 27.35 | Each
93-6-4610 | FAN 5BX10X20 CCW |  | 25.9 | Each
93-6-4612 | FAN 5BX10X31 CCW |  | 28.8 | Each
93-6-4941 | COND FAN 2X18X27D CCW |  | 86.8 | Each
93-6-4943 | COND FAN 2X22X18D |  | 67.75 | Each
93-31042 | HEATSINK FAN 3" |  | 10.35 | Each
93-35431 | 4BLADE 3/16B | 3-1/2"DIA CW | 2.9 | Each
93-40421 | 4BLADE FAN 1/8B CW | 4"DIA | 8.35 | Each
93-40532 | 5BLADE 4DIA | FAN 3/16B CCW | 4.05 | Each
93-45522 | 4 1/2" 5BL 1/8"BORE CCW |  | 4.25 | Each
93-55432 | NLA 5.5 DI 4BL FAN 3/16B |  | 3.75 | Each
93-60401 | 4BLADE FAN .1811B CW | 6" DIA | 5.8 | Each
93-65571 | 5BLADE 32 DEG | 6.5" CW | 9.35 | Each
93-65573 | 5BLADE 18 DEG. CW6.5" | 7/32 BORE | 7.5 | Each
93-1010012 | 5BLD,12 DIA, 28 DEG | PITCH 5/16 BORE CW | 34.45 | Each
93-1010042 | 5BLD,12DIA,24PITCH 5/16 | BORE,CW | 34.45 | Each
93-1010352 | 5BLADE,8DIA,24PITCH,1/4 | BORE,CW,93-6-4595 | 16.55 | Each
93-1010362 | 5BLADE,10DIA,31PITCH,5/ | 16 BORE,CW,93-6-4611 | 18.55 | Each
93-1010402 | 5BLADE,6DIA,31PITCH,CW |  | 14.6 | Each
93-1010412 | 5BLADE,7DIA,31PITCH, CW, | 93-A7026 | 12.15 | Each
93-1010432 | 5BLADE,8DIA,31PITCH,CW, | 93-A7034 | 12.9 | Each
93-1010442 | 5BLADE,10DIA,31PITCH,CW | 93-A7041 | 20.3 | Each
93-1010452 | 5BLADE,9DIA,31PITCH,CW, | 93-A7039 | 17.05 | Each
93-1010472 | 5BLADE,7DIA,31PITCH,CCW, | 93-A7027 | 12.15 | Each
93-1010492 | 5BLADE,8DIA,31PITCH,CCW, | 93-A7035 | 12.9 | Each
93-1010502 | 5BLADE,10DIA,31PITCH,CCW |  | 20.3 | Each
93-1010512 | 5BLADE,9DIA,31PITCH,CCW, | 93-A7040 | 17.05 | Each
93-1010632 | 5BLADE,8DIA,24PITCH,1/4 | BORE,CCW,93-6-4596 | 16.55 | Each
93-1010642 | 5 BLADE 8" DIA 24 DEG | 5/16 BORE CW | 18.75 | Each
93-1010652 | 4+5BLADE,24 PITCH,5/16 | BORE,CCW | 14.4 | Each
93-1010662 | 5BLADE,10DIA,31PITCH,1/4 | BORE,CW | 16.15 | Each
93-1010672 | 5BLADE,10DIA,31PITCH,1/4 | BORE,CCW | 16.15 | Each
93-1010692 | 5BLADE,10DIA,31PITCH,5/ | 16 BORE,CCW,93-6-4612 | 18.55 | Each
93-1010712 | 4 BLADE,5 DIA,27 PITCH, | 1/4 IN BORE,CCW | 23 | Each
93-1010722 | 4 BLADE,5 DIA,27 PITCH, | 5/16 IN BORE,CW | 23 | Each
93-1010732 | .L.A. 4 BLADE,5 DIA,27 P | 5/16 IN BORE,CCW | 15.85 | Each
93-1010822 | 4 BLADE,6 DIA,21 PITCH, | 1/4 IN BORE,CCW | 14.45 | Each
93-1010832 | 4 BLADE,6 DIA,30 PITCH, | 1/4 IN BORE,CW | 9.8 | Each
93-1820235 | 5 BLADE 6" DIA 40Deg | HUBLESS | 7.15 | Each
93-1820315 | 4 BLADE 6"DIA 1/4" HUB | CW HUB SIDE | 8.65 | Each
93-2038052 | HUB,5/16 BORE,93-217-002 |  | 17 | Each
93-2038062 | HUB,3/8 BORE,93-217-003 |  | 17 | Each
93-2038072 | HUB,1/2BORE,93-217-004 |  | 17 | Each
93-2038082 | HUB,5/8 BORE,93-217-005 |  | 17 | Each
93-2770072 | 3BLADE 14 DIA,32 PITCH, | CW | 56.15 | Each
93-2770082 | 3BLADE 14 DIA,32 PITCH, | CCW | 56.15 | Each
93-2770132 | 3BLADE,16DIA,29PITCH | CW | 64.55 | Each
93-2770212 | 3BLADE,12 DIA,16 PITCH, | CCW | 50.5 | Each
93-2770222 | 4BLADE,12DIA,33PITCH,CW | 93-6-4334 | 56.15 | Each
93-2770232 | 4BLADE,12DIA,33PITCH, | CCW 93-6-4335 | 56.15 | Each
93-2770242 | 3BLADE 14DIA,19PITCH | CW | 56.15 | Each
93-2770252 | 3BLADE 14DIA,19PITCH | CCW | 56.15 | Each
93-2770262 | 4BLADE,14DIA,33PITCH,CW |  | 64.35 | Each
93-2770272 | 4 BLADE FAN14" CCW |  | 45.85 | Each
93-2770282 | 4BLADE,14DIA,26PITCH,CW | 93-6-4338 | 64.35 | Each
93-2770292 | 4BLADE,14DIA,26PITCH,CCW | 93-6-4339 | 64.35 | Each
93-2770302 | 3BLADE,16DIA,22PITCH | CW | 64.55 | Each
93-2770312 | 3BLADE,16DIA,22PITCH | CCW | 64.55 | Each
93-2770322 | 4BLADE,16DIA,26PITCH,CW | 93-6-4344 | 76.8 | Each
93-2770332 | 4BLADE,16DIA,26PITCH,CCW | 93-6-4345 | 76.8 | Each
93-2770342 | 4BLADE,16DIA,33PITCH,CW | 93-6-4394 | 76.8 | Each
93-2770352 | 4BLADE,16DIA,33PITCH,CCW | 93-6-4347 | 76.8 | Each
93-2770362 | 3BLADE.18DIA,27PITCH,CW |  | 85.25 | Each
93-2770372 | 3BLADE.18DIA,27PITCH,CCW | CUST 4PC MINIMUM | 85.25 | Each
93-2770382 | 4BLADE,18DIA,24PITCH,CW | 93-6-4348 | 96.25 | Each
93-2770392 | 4BLADE,18DIA,24PITCH,CCW |  | 96.25 | Each
93-2770402 | 3BLADE.20DIA,16PITCH,CW |  | 90.5 | Each
93-2770412 | 3BLADE.20DIA,16PITCH,CCW | 3BLADE.20DIA,16PITCH,CCW | 62.65 | Each
93-2770422 | 3BLADE.20DIA,24PITCH,CW |  | 90.5 | Each
93-2770432 | 3BLADE.20DIA,24PITCH,CCW |  | 90.5 | Each
93-2770462 | 4BLADE,20DIA,23PITCH,CW | 93-6-4354 | 101.1 | Each
93-2770472 | 4BLADE,20DIA,23PITCH,CCW | 93-6-4355 | 101.1 | Each
93-2770482 | 4BLADE,20DIA,29PITCH,CCW | 93-6-4404 | 101.1 | Each
93-2770492 | 4BLADE,20DIA,29PITCH,CCW |  | 101.1 | Each
93-2770542 | 4BLADE,12DIA,26PITCH,CW | 93-6-4332 | 56.15 | Each
93-2770552 | 4BLADE,12DIA,26PITCH,CCW | 93-6-4333 | 56.15 | Each
93-2770572 | 3BLADE,18DIA,20PITCH | CW | 85.25 | Each
93-2770582 | 4BLADE,10DIA,23PITCH,CW | 93-6-4324 | 53.65 | Each
93-2770592 | 4BLADE,10DIA,23PITCH,CCW | 93-6-4325 | 53.65 | Each
93-2770602 | 4BLADE,10DIA,27PITCH,CW | 93-6-4326 | 53.65 | Each
93-2770612 | 4BLADE,10DIA,27PITCH,CCW |  | 53.65 | Each
93-2770622 | 4BLADE,10DIA,33PITCH,CW | 93-6-4328 | 53.65 | Each
93-2770632 | 4BLADE,10DIA,33PITCH,CCW | 93-6-4329 | 53.65 | Each
93-2770642 | 4BLADE,18DIA,33 PITCH,CW |  | 96.25 | Each
93-2770662 | 4BLADE,20DIA,33PITCH,CW | 93-6-4406 | 101.1 | Each
93-2770672 | 4BLADE,20DIA,33PITCH,CCW | 93-6-4407 | 101.1 | Each
93-2770702 | 4BLADE,12DIA,23PITCH,CW | 93-6-4330 | 56.15 | Each
93-2770712 | 4BLADE,12DIA,23PITCH,CCW | 93-6-4331 | 56.15 | Each
93-2770722 | 4BLADE,14DIA,23PITCH,CW | 93-6-4388 | 64.35 | Each
93-2770732 | 4BLADE,14DIA,23PITCH,CCW | 93-6-4389 | 64.35 | Each
93-2770742 | 4BLADE,16DIA,23PITCH,CW | 93-6-4392 | 76.8 | Each
93-2770752 | 4BLADE,16DIA,23PITCH,CCW | 93-6-4393 | 76.8 | Each
93-2770762 | 4BLADE,18DIA,27PITCH,CW | 93-6-4396 | 96.25 | Each
93-2770772 | 4BLADE,18DIA,27PITCH,CCW | 93-6-4397 | 96.25 | Each
93-2770952 | 3BLADE,12DIA,23PITCH,CW | 93-6-4304 | 50.5 | Each
93-2770962 | 3BLADE,12DIA,23 PITCH | CCW | 50.5 | Each
93-2770972 | 3BLADE,18DIA,23PITCH,CW | 93-6-4316 | 85.25 | Each
93-2770982 | 3BLADE,18DIA,23PITCH,CCW |  | 85.25 | Each
93-2771002 | 2BLADE,18DIA,27PITCH,CCW | 93-6-4941 | 58.2 | Each
93-2771022 | 2BLADE,22DIA,18PITCH,CCW | 93-6-4943 | 76.85 | Each
93-2771032 | 4BLADE,22DIA,23PITCH,CW | 93-6-5736 | 119.5 | Each
93-2771042 | 4BLADE 22 DIA 23 DEG CCW | 93-6-5741 | 119.5 | Each
93-2771052 | 4BLADE,22 DIA,27 PITCH, | CW | 119.5 | Each
93-2771062 | 4BLADE,22 DIA,27 PITCH, | CCW | 119.5 | Each
93-2771092 | 4BLADE,24DIA23PITCH,CW | 93-6-5738 | 127.2 | Each
93-2771102 | 4BLADE,24DIA23PITCH,CCW | 93-6-5743 | 127.2 | Each
93-2771112 | 4BLADE,24DIA27PITCH,CW | 93-6-4412 | 127.2 | Each
93-2771122 | 4BLADE,24DIA27PITCH,CCW | 93-6-4413 | 127.2 | Each
93-2771132 | 4BLADE,24DIA33PITCH,CW | 93-6-4414 | 127.2 | Each
93-2771152 | 4BLADE,26DIA,23PITCH,CW |  | 167.65 | Each
93-2771172 | 4BLADE,26DIA27PITCH,CW | 93-6-4416 | 167.65 | Each
93-2771192 | 4BLADE,26DIA,33PITCH,CW |  | 167.65 | Each
93-2771212 | 4BLADE 30 DIA,22 PITCH, | CW | 254.35 | Each
93-2771282 | 3BLADE,24DIA,27PITCH,CW | 93-6-4384 | 120.5 | Each
93-2771302 | 2BLADE,22DIA,27PITCH,CCW | 93-6-4944 | 48.3 | Each
93-2771372 | 3BLADE 22DIA,27PITCH, | CCW | 114.7 | Each
93-2771502 | 3BLADE,14DIA,23PITCH,CW | 93-6-4308 | 56.15 | Each
93-2771522 | 3BLADE 14DIA,27 PITCH | CW | 56.15 | Each
93-2771532 | 3BLADE,16DIA,19PITCH | CCW | 64.6 | Each
93-2771542 | 3BLADE,16DIA,19PITCH | CW | 64.55 | Each
93-2771552 | 3BLADE,16DIA,27PITCH,CW | 93-6-4314 | 64.55 | Each
93-2771572 | 3BLADE,20DIA,23PITCH,CW | 93-6-4318 | 90.5 | Each
93-2771592 | 3BLADE.20DIA,27PITCH,CW |  | 90.5 | Each
93-2771602 | 3BLADE 20DIA,33PITCH, | CCW | 69.8 | Each
93-2771622 | 3BLADE,24DIA,18PITCH,CW | 93-6-4322 | 120.5 | Each
93-2771642 | 4BLADE,14DIA,19PITCH,CW |  | 75.1 | Each
93-2771652 | 4BLADE,16DIA,19PITCH,CW |  | 76.8 | Each
93-2771672 | 4BLADE,18DIA,30PITCH,CW |  | 101.1 | Each
93-2771682 | 4BLADE,20DIA,26PITCH,CCW | 93-6-4403 | 101.1 | Each
93-2771692 | 4BLADE,20DIA,27PITCH,CW | 93-6-4356 | 101.1 | Each
93-2771702 | 4BLADE,24DIA18PITCH,CW | 93-6-5737 | 127.2 | Each
93-2840015 | 3BLADE,27DEG,CW,18" | CONDENDER TYPE | 60.55 | Each
93-2840055 | 3BLADE,33DEG,CW,18" | CONDENDER TYPE | 60.55 | Each
93-2840075 | 3BLADE,24DEG,CW,20" | CONDENDER TYPE | 64.4 | Each
93-2840095 | 3BLADE,28DEG,CW,20" | CONDENDER TYPE | 64.4 | Each
93-2840115 | 3BLADE,31DEG,CW,20" | CONDENDER TYPE | 64.4 | Each
93-2840175 | 3BLADE,26DEG,CW,24" | CONDENDER TYPE | 85.6 | Each
93-2840195 | 3BLADE,33DEG,CW,24" | CONDENDER TYPE | 85.6 | Each
93-2850065 | 4BLADE,23DEG,CW,14" | CONDENDER TYPE | 45.55 | Each
93-2850075 | 4BLADE,23DEG,CCW,14" | CONDENDER TYPE | 45.55 | Each
93-2850085 | 4BLADE,33DEG,CW,14" | CONDENDER TYPE | 45.55 | Each
93-2850095 | 4BLADE,33DEG,CCW,14" | CONDENDER TYPE | 54.6 | Each
93-2850105 | 4BLADE,23DEG,CW,16" | CONDENDER TYPE | 54.6 | Each
93-2850115 | 4BLADE,23DEG,CCW,16" | CONDENDER TYPE | 54.6 | Each
93-2850125 | 4BLADE,33DEG,CW,16" | CONDENDER TYPE | 54.6 | Each
93-2850135 | 4BLADE,33DEG,CCW,16" | CONDENDER TYPE | 54.6 | Each
93-2850145 | 4BLADE,27DEG,CW,18" | CONDENDER TYPE | 68.4 | Each
93-2850155 | 4BLADE,27DEG,CCW,18" | CONDENDER TYPE | 68.4 | Each
93-2850185 | 4BLADE,33DEG,CW,18" | CONDENDER TYPE | 68.4 | Each
93-2850195 | 4BLADE,33DEG,CCW,18" | CONDENDER TYPE | 68.4 | Each
93-2850205 | 4BLADE,26DEG,CW,20" | CONDENDER TYPE | 71.75 | Each
93-2850215 | 4BLADE,26DEG,CCW,20" | CONDENDER TYPE | 71.75 | Each
93-2850225 | 4BLADE,29DEG,CW,20" | CONDENDER TYPE | 71.75 | Each
93-2850245 | 4BLADE,33DEG,CW,20" | CONDENDER TYPE | 71.75 | Each
93-2850255 | 4BLADE,33DEG,CCW,20" | CONDENDER TYPE | 71.75 | Each
93-2850265 | 4BLADE,23DEG,CW,22" | CONDENDER TYPE | 85.15 | Each
93-2850285 | 4BLADE,27DEG,CW,22" | CONDENDER TYPE | 85.15 | Each
93-2850295 | 4BLADE,27DEG,CCW,22" | CONDENDER TYPE | 85.15 | Each
93-2850305 | 4BLADE,35DEG,CW,22" | CONDENDER TYPE | 85.15 | Each
93-2850315 | 4BLADE,35DEG,CCW,22" | CONDENDER TYPE | 85.15 | Each
93-2850325 | 4BLADE,18DEG,CW,24" | CONDENDER TYPE | 90.35 | Each
93-2850345 | 4BLADE,23DEG,CW,24" | CONDENDER TYPE | 90.35 | Each
93-2850355 | 4BLADE,23DEG,CCW,24" | CONDENDER TYPE | 90.35 | Each
93-2850365 | 4BLADE,27DEG,CW,24" | CONDENDER TYPE | 90.35 | Each
93-2850375 | 4BLADE,27DEG,CCW,24" | CONDENDER TYPE | 90.35 | Each
93-2850385 | 4BLADE,33DEG,CW,24" | CONDENDER TYPE | 90.35 | Each
93-2850405 | 4BLADE,27DEG,CW,26" | CONDENDER TYPE | 119.2 | Each
93-2850425 | 4BLADE,33DEG,CW,26" | CONDENDER TYPE | 119.2 | Each
93-A7005 | 5BLADE 7" 38 DEG CW |  | 11.9 | Each
93-A7009 | 3BLADE 32 DEG 7 3/4" CW | FT775CW32S63 | 23 | Each
93-A7014 | 3BLADE 30 DEG 8 3/4" | CCW FT875CW30P63 | 22 | Each
93-A7018 | 3BLADE 20 DEG 9 1/2" CW | FT950CW20S63 | 26 | Each
93-A7021 | 4BLADE 34DEG 11" | TECH 51541- | 20 | Each
93-A7023 | 5BLADE 7" CW 20 DEG |  | 11.5 | Each
93-A7024 | 5BLADE 20 DEG. | 7" CCW | 11.5 | Each
93-A7025 | 5BLADE 25 DEG. | 7" CW | 11.5 | Each
93-A7026 | 5BLADE 30 DEG. | 7" CW | 11.55 | Each
93-A7033 | 5BLADE 25 DEG | 8" | 12.85 | Each
93-A7034 | 5BLADE 30 DEG. | 8" CW | 12.95 | Each
93-A7035 | 5BLADE 30 DEG | 8" CCW | 12.95 | Each
93-A7039 | 5BLADE 30 DEG | 8 3/4" CW | 14.75 | Each
93-A7041 | UNIT FAN 10X5BX23D CW |  | 18 | Each
93-A7042 | 5BLADE 40 DEG. | 8" CW | 12.95 | Each
93-A7043 | 5BLADE 30DEG CW | 10" | 23.2 | Each
93-A7100 | 50 CFM PADDLE FAN |  | 3.3 | Each
93-A7105 | REVERSO BLADE EB50 |  | 23.35 | Each
93-A7332 | 3 BLADE 32 DEG 7" DIA | CW | 24.65 | Each
93-A7351 | 4" 5BLADE HUB TYPE CW |  | 2.95 | Each
93-A7352 | 4" 5 BLADE HUB TYPE CCW |  | 2.95 | Each
93-A8332 | 3 BLADE 32DEG 8-1/2" DIA | CW | 22 | Each
93-G1204-40 | COND FAN 4 X 1/2 | X 12 X 40 D CW | 90.2 | Each
93-N-2428-3 | 3BLADE N SERIES 24X5/8 | SHAFT | 174.25 | Each
66-1-0315 | DBL BLR 6 1/4 X 7 7/8 CW |  | 234.75 | Each
66-1-0343 | DBL FAN 7 1/2 X 6 CW | 3/4" BORE 1950 MAX RPM | 237.85 | Each
66-1-0344 | DBL FAN 7 1/2 X 6 CCW |  | 240 | Each
66-1-0438 | BLWR 6 1/4 X 7 DBL CCW |  | 217.7 | Each
66-1-0439 | BDBL FAN 6 1/4 X 7 CW | 1/2" BORE 2050 MAX RPM | 234.2 | Each
66-1-0464 | FAN 8 X 3 1/2 CW |  | 231 | Each
66-1-1094 | DBL FAN 10 3/4 X 6 CW |  | 400 | Each
66-1-2204 | DBL FAN 9 1/2 X 6 CW |  | 325.85 | Each
66-1-2640 | DBL BLR 10 3/4 X 10 1/2 |  | 560.2 | Each
66-1-2657 | DBL BLR 5 1/2 X 6 1/2 CW |  | 169 | Each
66-1-2873 | BLWR 5 1/2 X 6 1/2 DBL | CCW | 169 | Each
66-1-3101 | DBL FAN 10 3/4 X 7 CW |  | 442.45 | Each
66-1-3184 | DBL FAN 9 1/2 X 8 CW |  | 349.2 | Each
66-1-3226 | BLWR 7 1/2 X 9 DBL CW |  | 443.05 | Each
66-1-5266 | FAN 9 1/8 X 4 1/4 CW |  | 265.75 | Each
66-1-6005 | WHEEL 7 1/8 DIA X 4" | CCW 1/2 SINGLE INLET | 156.3 | Each
66-1-6006 | 87106006.WHEEL.8 5/64" | DIA | 144.05 | Each
66-1-6071 | FAN 7 31/64 X 3 1/2 CCW |  | 179.4 | Each
66-1-6887-R | BLWR 7 1/2 X 9 CW REV HU |  | 151.45 | Each
66-1-8677 | DBL BLR 7 1/2 X 4 1/2 | CW | 200.05 | Each
66-1-9341 | FAN 6 5/16 X 4 CCW |  | 198.85 | Each
66-2-0338 | FAN 5 3/4 X 4 CCW |  | 144.3 | Each
66-2-0414 | DBL FAN 4 3/4 X 7 CW |  | 150.05 | Each
66-2-0749 | DBL BLR 6 1/4 X 7 5/8 | CCW | 197.1 | Each
66-2-6012 | DBL BLWR 5 19/64X7 | CCW | 151.05 | Each
66-4015011 | 7017080 REPLACEMENT | WHEEL | 59.7 | Each
66-4015022 | 7017100 REPLACEMENT | WHEEL | 70.6 | Each
66-4015062 | 7017120 REPLACEMENT | WHEEL | 74.5 | Each
66-4015071 | 7017140 REPLACEMENT | WHEEL | 101.65 | Each
66-4015081 | 7017160 REPLACEMENT | WHEEL | 120.95 | Each
66-4015101 | 7017180 REPLACEMENT | WHEEL | 123.45 | Each
66-4015112 | 7017200 REPLACEMENT | WHEEL | 411.25 | Each
66-4015201 | 7017060 REPLACEMENT | WHEEL | 58 | Each
66-4015441 | 7817825,78177835 | REPLACEMENT WHEEL | 74.4 | Each
66-4705632 | 51/4DIA,7WIDTH,1/2 BORE | CW,66-2-0223 | 98.6 | Each
66-4705642 | 51/4DIA,7WIDTH,1/2 BORE | CCW,66-2-0891 | 98.6 | Each
66-4705652 | 53/4DIA,71/2WIDTH,1/2 | BORE CW,66-2-0600 | 99.3 | Each
66-4705662 | 53/4DIA,71/2WIDTH,1/2 | BORE CCW,66-2-0600 | 99.3 | Each
66-4705672 | 53/4DIA,73/4WIDTH,1/2 | BORE CW,66-2-4721 | 99.8 | Each
66-4705702 | 6 5/16DIA,7WIDTH,1/2 BOR | CW | 101.7 | Each
66-4705712 | 6 5/16DIA,7WIDTH,1/2 BOR | CCW | 101.7 | Each
66-4705732 | 65/6DIA,71/2WIDTH,1/2 | BORE CCW,66-2-0549 | 102.5 | Each
66-4705742 | 6 5/16DIA,7 3/4WIDTH,1/2 | BORE,CW | 103 | Each
66-4705792 | 53/4DIA,7 3/4WIDTH,1/2 | BORE,CCW | 99.8 | Each
66-4705952 | 51/4DIA,21/2WIDTH,5/16 | BORE,CW,66-2-0253 | 68.9 | Each
66-4705962 | 51/4DIA,21/2WIDTH,5/16 | BORE,CCW,66-2-0047 | 68.75 | Each
66-4705972 | 51/4 DIA,X 3 WIDTH,5/16 | BORE,CW,66-2-0053 | 69.4 | Each
66-4705982 | 51/4DIA,3WIDTH,5/16BORE | CCW,66-2-0054 | 69.4 | Each
66-4705992 | 5 1/4DIA,31/2WIDTH,5/16 | BORE,CW | 69.9 | Each
66-4706012 | 53/4DIA,3WIDTH,5/16BORE | CW,66-2-0281 | 70.6 | Each
66-4706022 | 53/4DIA,3WIDTH,5/16BORE | CCW,66-2-0281 | 70.6 | Each
66-4706032 | 53/4DIA,31/2WIDTH,5/16 | BORECW | 71.25 | Each
66-4706042 | 53/4DIA,31/2WIDTH,5/16 | BORE CCW | 71.25 | Each
66-4706052 | 53/4DIA,4WIDTH,1/2BORE | CW,66-2-0353 | 71.6 | Each
66-4706062 | 53/4DIA,4WIDTH,1/2BORE | CCW,66-2-0353 | 71.6 | Each
66-4706072 | 65/6DIA,33/4WIDTH,1/2 | BORE CW,66-2-9339 | 71.75 | Each
66-4706082 | 65/6DIA,33/4WIDTH,1/2 | BORE CCW,66-2-9340 | 71.75 | Each
66-4706092 | 65/16DIA,41/4WIDTH,1/2 | BORE CW,66-2-9340 | 71.75 | Each
66-4706102 | 65/16DIA,41/4WIDTH,1/2 | BORE CCW,66-2-9341 | 73.2 | Each
66-4818181 | 7017300 REPLACEMENT | WHEEL | 68.95 | Each
66-4818185 | 7017340 REPLACEMENT | WHEEL | 62.65 | Each
66-4819745 | 7818852 REPLACEMENT | WHEEL | 227.25 | Each
66-4825211 | 7017320 REPLACEMENT | WHEEL | 68.95 | Each
66-5014652 | 3/4 BORE,91/2 DIA,71/8 | WIDTH FAN WHEEL | 170.05 | Each
66-5014662 | 3/4 BORE,91/2 DIA,91/2 | WIDTH FAN WHEEL | 170.05 | Each
66-5014672 | 3/4 BORE,105/8 DIA,8 | WIDTH FAN WHEEL | 196.85 | Each
66-5014682 | 3/4 BORE,105/8DIA,105/8 | WIDTH FAN WHEEL | 196.85 | Each
66-5014961 | 1/2 BORE, 12x9 BLOWER | WHEEL | 294.95 | Each
66-5015001 | DD MODEL 1/2 BORE 12 DIA | 11 1/8 WIDTH | 300.4 | Each
66-5705412 | DD MODEL 1/2 BORE | 9 1/2 DIA 7 1/8 WIDTH | 203.1 | Each
66-5705422 | DD MODEL 1/2 BORE | 9 1/2 DIA 91/2 WIDTH | 203.05 | Each
66-5705432 | DD MODEL 1/2 BORE | 10 5/8DIA 8 WIDTH | 203.05 | Each
66-5705442 | DD MODEL 1/2 BORE | 10 5/8 DIA 10 5/8 WIDTH | 203.1 | Each
66-5705452 | 3/4 BORE,123/4DIA,121/4 | WIDTH FAN WHEEL | 266.2 | Each
66-5705462 | 3/4 BORE,123/4DIA,91/2 | WIDTH FAN WHEEL | 266.2 | Each
66-5705482 | 1"BORE,151/2DIA,151/16 | WIDTH FAN WHEEL | 582.05 | Each
66-5705492 | DD MODEL 1/2 BORE | 9 1/2 DIA 41/2 WIDTH | 137.8 | Each
66-5705502 | DD MODEL 1/2 BORE | 9 1/2 DIA 6 WIDTH | 139.1 | Each
66-A8610 | 4 1/4"X 2" X 5/16" CCW |  | 107.25 | Each
66-A8611 | 4 1/4"X 2"X 5/16" CW |  | 91.7 | Each
66-A8640 | 4-1/4 X 2-7/8 X 1/4 CCW |  | 68.85 | Each
66-A8650 | 3 13/16" X 1 1/4" X 1/4" |  | 113.1 | Each
66-A8652 | 6-1/2X1-3/8X5/16HUB V52 |  | 21.85 | Each
66-A8660 | 4" X 1" X 1/4" CW FAN |  | 68.6 | Each
66-A8664 | WHEEL FOR RFB212 |  | 67.15 | Each
66-A8665 | 4" X 2" X 5/16" CW | BLOWER | 103.8 | Each
66-A8666 | 4 X 2 X 3/8 CW |  | 100.85 | Each
66-A8667 | 4 X 2 X 3/8 CCW |  | 107.25 | Each
66-A8675 | 3.75" X 3.5" X 5/16" |  | 118.05 | Each
66-A8677 | CCW HUB INSIDE 5.5 DIA x | RFM890 WHEEL | 107.3 | Each
66-A508202 | REVERSO FAN B60 |  | 92.45 | Each
66-A508216 | REVERSO FAN B100 |  | 77.25 | Each
66-A610215 | REVERS FAN QK100 BK10 |  | 94.95 | Each
66-A610220 | REVERSO FAN DK260DB20 | CW | 95.45 | Each
66-A610225 | FAN WHEEL FOR RB29 | CCW | 61 | Each
66-Q381-250D | BLOWER WHEEL Q SERIES | ALUMINUM | 80 | Each
66-Q425-250D | BLOWER WHEEL Q SERIES | ALUMINUM | 85.55 | Each
66-RFC300 | FAN COIL 300CFM |  | 225.65 | Each
66-RFC400 | FAN COIL 400CFM |  | 225.4 | Each
66-RFC600 | FAN COIL 600CFM |  | 225.55 | Each
68-608-ZZ | BEARING |  | 3.35 | Each
68-6011-ZZ | BEARING |  | 47.2 | Each
68-6012-ZZ | BEARING |  | 50 | Each
68-6013-2RS | BEARING |  | 62.7 | Each
68-6013-ZZ | BEARING |  | 60.05 | Each
68-6014-2RS | BEARING |  | 71.65 | Each
68-6014-ZZ | BEARING |  | 68.3 | Each
68-6015-2RS | BEARING |  | 102.3 | Each
68-6015-ZZ | BEARING |  | 93.25 | Each
68-6016-2RS | BEARING |  | 124.25 | Each
68-6016-ZZ | BEARING |  | 116.7 | Each
68-6017-2RS | BEARING |  | 142.95 | Each
68-6017-ZZ | BEARING |  | 129.8 | Each
68-6018-2RS | BEARING |  | 163.15 | Each
68-6018-ZZ | BEARING |  | 150.05 | Each
68-6202-2RS | BEARING |  | 10.15 | Each
68-6203-ZZ | BEARING |  | 7.7 | Each
68-6215-ZZ | BEARING |  | 144.05 | Each
68-6216-ZZ | BEARING |  | 173.35 | Each
68-6217-ZZ | BEARING |  | 217.55 | Each
68-6315-2RS | BEARING |  | 315.4 | Each
68-6315-ZZ | BEARING |  | 295.6 | Each
68-87008 | BEARING |  | 63.6 | Each
6862036252RS | BEARING |  | 8.7 | Each
6862037502RS | 6203-750-2RS |  | 6.15 | Each
68-R12-2RS | BEARING |  | 16.25 | Each
671VP50L11/8 | HD VP CAST I SHEAVE 4.75 |  | 49.8 | Each
67-1VP50S1/2 | HD VP CAST I SHEAVE 4.75 |  | 49.35 | Each
67-1VP56L7/8 | HD VP CAST I SHEAVE 5.35 |  | 55.2 | Each
671VP56L11/8 | HD VP CAST I SHEAVE 5.35 |  | 57.95 | Each
67-1VP56S5/8 | HD VP CAST I SHEAVE 5.35 |  | 63.65 | Each
67-1VP60-7/8 | HD VP CAST I SHEAVE 6.00 |  | 79 | Each
67-1VP68-5/8 | HD VP CAST I SHEAVE 6.55 |  | 85.15 | Each
671VP601-1/8 | HD VP CAST I SHEAVE 6.00 |  | 83 | Each
671VP621-1/8 | HD VP CAST I SHEAVE 5.95 |  | 83.4 | Each
671VP651-3/8 | HD VP CAST I SHEAVE 6.50 |  | 85.4 | Each
671VP751-1/8 | HD VP CAST I SHEAVE 7.50 |  | 104.9 | Each
67-2VP36-7/8 | HD VP CAST I SHEAVE 3.35 |  | 44.1 | Each
67-2VP50-5/8 | HD VP CAST I SHEAVE 4.75 |  | 87.3 | Each
67-2VP50-7/8 | HD VP CAST I SHEAVE 4.75 |  | 87.3 | Each
67-2VP60-7/8 | HD VP CAST I SHEAVE 6.00 |  | 337.35 | Each
67-2VP62-1 | HD VP CAST I SHEAVE 5.95 |  | 337.35 | Each
672VP421-1/8 | HD VP CAST I SHEAVE 3.95 |  | 60.45 | Each
67-2VP501-1/8 | HD VP CAST SHEAVE 1 1/8 |  | 108.4 | Each
672VP561-1/8 | HD VP CAST I SHEAVE 5.35 |  | 114.75 | Each
672VP601-3/8 | HD VP CAST I SHEAVE 6.00 |  | 157 | Each
672VP621-1/8 | HD VP CAST I SHEAVE 5.95 |  | 167.7 | Each
672VP621-3/8 | HD VP CAST I SHEAVE 5.95 |  | 197.55 | Each
67-610 | PULLEY 3/4 X10" |  | 117.35 | Each
67-612 | PULLEY 3/4 X 12" |  | 234.65 | Each
67-650 | PULLEY 3/4 X 5" |  | 81.2 | Each
67-660 | PULLEY 3/4 X 6" |  | 97.8 | Each
67-670 | PULLEY 3/4 X 7" |  | 122.25 | Each
67-680 | PULLEY 3/4 X 8" |  | 136.85 | Each
67-690 | PULLEY 3/4 X 9" |  | 171.15 | Each
67-810 | PULLEY 1 X 10" |  | 195.55 | Each
67-812 | PULLEY 1" X 12" |  | 215.1 | Each
67-860 | PULLEY 1" X 6" |  | 107.55 | Each
67-870 | PULLEY 1" X 7" |  | 136.9 | Each
67-880 | PULLEY 1" X 8" |  | 146.65 | Each
67-890 | PULLEY 1" X 9" |  | 185.75 | Each
67-2164 | 5/8 THRUST COLLAR 2/PK |  | 28.1 | 2pk
67-2165 | 3/4 THRUST COLLAR 2/PK |  | 44.2 | 2pk
67-4036-2 | 3/4" BEARING PAK 2/PK |  | 42.4 | 2pk
67-4135-2 | 5/8" BEARING PAK 2/PK |  | 78.75 | 2pk
67-4136-2 | 3/4" BEARING PAK 2/PK |  | 32.9 | 2pk
67-4136-B | 3/4" BEARING 1/PK |  | 13.95 | Each
67-4136-R | 3/4" RUBBER SLEEVE 1/PK |  | 5.95 | Each
67-4137-2 | 3/4" BEARING PAK 2/PK |  | 32.4 | 2pk
67-4138-2 | 3/4" BEARING PAK 2/PK |  | 27.65 | 2pk
67-4147-2 | 1" BEARING PAK 2/PK |  | 62.05 | 2pk
67-4148-2 | 1" BEARING PAK 2/PK |  | 62.05 | 2pk
67-4325 | VARIABLE SPEED PULLEY |  | 92.9 | Each
67-4336-1 | BALL BEARING LRCR 3/4" |  | 22.95 | Each
67-4336-2 | ROLLER BEARING 2/PK |  | 41.2 | 2pk
67-4346-1 | BALL BEARING LRCR 1" |  | 25.45 | Each
67-4350 | VARIABLE SPEED PULLEY |  | 102.7 | Each
67-4375 | VARIABLE SPEED PULLEY |  | 112.45 | Each
67-4400 | VARIABLE SPEED PULLEY |  | 127.15 | Each
67-5325 | VARIABLE SPEED PULLEY |  | 97.8 | Each
67-5350 | VARIABLE SPEED PULLEY |  | 102.7 | Each
67-5400 | VARIABLE SPEED PULLEY |  | 80.2 | Each
67-61110 | SHAFT 3/4" X 11 5/8" |  | 42.1 | Each
67-61212 | SHAFT 3/4" X 12 3/4" |  | 38.7 | Each
67-61400 | SHAFT 3/4" X 14" |  | 42.55 | Each
67-61600 | SHAFT 3/4" X 16" |  | 44.35 | Each
67-61610 | SHAFT 3/4" X 16 5/8" |  | 48.15 | Each
67-61920 | SHAFT 3/4" X 19 1/8" |  | 61.95 | Each
67-62000 | SHAFT 3/4" X 20" |  | 56.15 | Each
67-62200 | SHAFT 3/4" X 22" |  | 68.3 | Each
67-62400 | SHAFT 3/4" X 24" |  | 68.25 | Each
67-63600 | SHAFT 3/4" X 36" |  | 102.1 | Each
67-82000 | SHAFT 1" X 20" |  | 98.85 | Each
67-83600 | SHAFT 1" X 36" |  | 161.8 | Each
T6-10010 | EASYLINK COUPLER |  | 155.15 | Each
T6-10010SL | SPIROLINK COUPLER | 1/2 X 1/2 BULK | 36.25 | Each
T6-10023 | EASYLINK 1/2-3/4 HP |  | 208.95 | Each
T6-10023SL | SPIROLINK COUPLER | 1/2 X 5/8 BULK | 68.85 | Each
T6-10034SL | SPIROLINK COUPLER | 5/8 X 5/8 BULK | 75.15 | Each
T6-10045SL | SPIROLINK 5/8X5/8CW INSR |  | 89.1 | Each